## Cover
17-12-03RE03 - Program BCA Calculator
October 29, 2021
Disclaimer
| Contents |  |  | Cell Style Legend
This file contains the following worksheets:
Input cell for user input
|  | Name | Description/Purpose
|  | Dashboard | Displays BCA results by program year and capacity block. |  | Drop down cell for
|  | Inputs | Enter inputs regarding the program such as assumed participation, |  | user selection
estimated administrative costs, incentive structure, technology,
|  |  | costs, and other miscellaneous program assumptions. |  | Linked drop down
|  | Dispatch | Calculates the energy and capacity savings for the |  | cell for user selection
installed ESS for an assumed dispatch schedule.
|  | Calculations | Intermediate calculations based on program and technology inputs.
|  | Per Unit BCA | Benefit cost analysis for a single ESS installed in the selected |  | Calculation cell
|  |  | install year and capacity block. |  | (do not change)
|  | Program BCA | Benefit cost analysis for all project types, installation years, and
capacity blocks.
|  | Library | Tables with information like AESC avoided costs, retail rates, |  | Data table calculation cell
|  |  | and benefit cost analysis parameters. |  | (do not change)
|  | Lists | Lists for indexes and drop-downs
Flowchart of Tool Logic
This tool performs benefit cost analysis for a behind-the-meter electric energy storage incentive program in Connecticut based on user-input assumptions regarding program specifications and assumed ESS use cases.
To do this, the BCA for a single project (i.e., an average-sized ESS for a single target participant group installed in a single service territory in a single year within a single capacity block) is calculated in the "Per Unit BCA" tab based on inputs from the "Inputs," "Dispatch," and "Calculations" tabs along with data from the "Lists" and "Library" tabs. The total program-level BCA is then calculated on the "Program BCA" tab using Excel Data Tables, which calculates and saves the BCA for each permutation of project types. The results of each Cost Test are displayed in the "Dashboard" tab.
This tool was built in Excel for MS 365, but should be compatible with minor loss of formatting in versions as early as Excel 2007.
AESC Avoided Costs
Program Costs
Technology Costs
Use Case Profile
Dispatch
Inputs
Dashboard
Program BCA
Calculations
Library
Other Program Assumptions
This Tool
Per Unit BCA
This deliverable was prepared by Guidehouse Inc. for the sole use and benefit of, and pursuant to a client relationship exclusively with Connecticut Green Bank ("Client"). The work presented in this deliverable represents Guidehouse’s professional judgement based on the information available at the time this deliverable was prepared. The information in this deliverable may not be relied upon by anyone other than Client. Accordingly, Guidehouse disclaims any contractual or other responsibility to others based on their access to or use of the deliverable.
© 2021 Guidehouse Inc. All rights reserved.

## Dashboard
Select Project Type Breakdown:
| Overall Program BCA |  |  |  |  | BCA for Select Program Portion: |  |  |  |  | RIM by Segment
Install Year:
EDC:
Res/Non-Res:
RIM by Customer Segment (2021 $Millions)
[11 empty] | Eversource |  |  |  | UI
| Overall Program BCA (2021 $Millions) |  |  |  |  | Select Portion BCA (2021 $Millions) |  |  |  |  | Passive |  | Active |  | Passive |  | Active
Benefit/Cost Category | RIM | PCT | PACT | SCT | TRC | RIM | PCT | PACT | SCT | TRC | Res | C&I | Res | C&I | Res | C&I | Res | C&I
Utility Benefits - Peak Savings | 200.2322 | 0 | 288.4681 | 288.4681 | 288.4681 | 200.2322 | 0 | 288.4681 | 288.4681 | 288.4681 | 48.0557 | 48.0557 | 32.0372 | 32.0372 | 12.0139 | 12.0139 | 8.0093 | 8.0093
Utility Benefits - Energy Savings | 0.54203 | 0 | 0.71584 | 0.71584 | 0.71584 | 0.54203 | 0 | 0.71584 | 0.71584 | 0.71584 | 0.21681 | 0.21681 | 0 | 0 | 0.054203 | 0.054203 | 0 | 0
Societal Benefits - GHG Savings | 0 | 0 | 0 | -1.2871 | 0 | 0 | 0 | 0 | -1.2871 | 0 | 0 | 0 | 0 | 0 | 0 | 0 | 0 | 0
Participant Bill Savings | -8.0779 | 6.7364 | 0 | 0 | 0 | -8.0779 | 6.7364 | 0 | 0 | 0 | -3.8668 | -1.7171 | 0 | 0 | -1.723 | -0.77108 | 0 | 0
Incentives | -117.7351 | 103.4533 | -142.1364 | 0 | 0 | -117.7351 | 103.4533 | -142.1364 | 0 | 0 | -18.0194 | -13.5223 | -31.3232 | -31.3232 | -4.5049 | -3.3806 | -7.8308 | -7.8308
Program Administrative Costs | -44.8026 | 0 | -56.7583 | -56.7583 | -56.7583 | -44.8026 | 0 | -56.7583 | -56.7583 | -56.7583 | -8.6245 | -1.1492 | -8.071 | -8.071 | -2.1561 | -0.2873 | -8.2218 | -8.2218
Avoided Backup Generator | 0 | 33.3203 | 0 | 0 | 0 | 0 | 33.3203 | 0 | 0 | 0 | 0 | 0 | 0 | 0 | 0 | 0 | 0 | 0
ESS Technology Costs | 0 | -189.4609 | 0 | -231.6743 | -231.6743 | 0 | -189.4609 | 0 | -231.6743 | -231.6743 | 0 | 0 | 0 | 0 | 0 | 0 | 0 | 0
BCA Ratio | 1.1768 | 0.75746 | 1.454 | 0.99814 | 1.0026 | 1.1768 | 0.75746 | 1.454 | 0.99814 | 1.0026 | 1.5822 | 2.9455 | 0.81325 | 0.81325 | 1.4394 | 2.7187 | 0.49894 | 0.49894
PCT by Customer Type & Install Year

## Inputs
Program Specifications
A. Incremental Installations (MW ES)
| Install Year | Increm. Total (MW ES) | Cumulative MW | Residential MW | Non-Residential MW
| 2022 | 14 | 14 | 7 | 7
| 2023 | 28 | 42 | 14 | 14
| 2024 | 58 | 100 | 29 | 29
A-2. Project Type Breakdown Inputs, based on Selection:
| Utility | PURA Decision | Program Plan | Custom | Selected
| Eversource | 80% | 80% | 80% | 80%
| UI | 20% | 20% | 20% | 20%
| PV | PURA Decision | Program Plan | Custom | Selected
| Standalone | 100% | 0% | 100% | 100%
| PV Paired | 0% | 100% | 0% | 0%
| % Participation by Group | PURA Decision | Program Plan | Custom | Selected
Residential MW | Residential Non-LMI | 30% | 30% | 30% | 30%
Residential MW | Residential Underserved | 15% | 15% | 15% | 15%
Residential MW | Residential Low Income | 5% | 5% | 5% | 5%
Non-Residential MW | Small C&I | 12.5% | 12.5% | 12.5% | 12.5%
Non-Residential MW | Medium C&I | 15% | 15% | 15% | 15%
Non-Residential MW | Large C&I | 22.5% | 22.5% | 22.5% | 22.5%
|  |  |  | Assumed % of Capacity Bid into FCM: | 100% | 0%
| FCM Participation Level | PURA Decision | Program Plan | Custom | Selected
| Target Participant Group | Bids into FCM | Bids into FCM | Bids into FCM | Bids into FCM | Does not Bid into FCM
Residential MW | Residential Non-LMI | 50% | 25% | 50% | 50% | 50%
Residential MW | Residential Underserved | 50% | 25% | 50% | 50% | 50%
Residential MW | Residential Low Income | 50% | 25% | 50% | 50% | 50%
Non-Residential MW | Small C&I | 50% | 25% | 50% | 50% | 50%
Non-Residential MW | Medium C&I | 50% | 25% | 50% | 50% | 50%
Non-Residential MW | Large C&I | 50% | 25% | 50% | 50% | 50%
B. Non-Incentive Program Costs
| Program Year | Upfront Program Cost - Residential | Active DR Program Cost - Eversource Residential | Active DR Program Cost - UI Residential | Upfront Program Cost - Non-Residential | Active DR Program Cost - Eversource Non-Residential | Active DR Program Cost - UI Non-Residential
| 2022 | 2848895.2376 | 683333.3333 | 504008.75 | 379615.2904 | 683333.3333 | 504008.75
| 2023 | 2853311.0615 | 758333.3333 | 301022.3125 | 380203.699 | 758333.3333 | 301022.3125
| 2024 | 2905703.7613 | 830450 | 417096.575 | 387185.0262 | 830450 | 417096.575
| 2025 | 880847.9053 | 890305.8333 | 683437.0616 | 117372.9834 | 890305.8333 | 683437.0616
| 2026 | 891732.9841 | 996087.7383 | 881359.2144 | 118823.4201 | 996087.7383 | 881359.2144
| 2027 | 902944.6153 | 1040892.1253 | 1107502.2408 | 120317.37 | 1040892.1253 | 1107502.2408
| 2028 | 496538.9403 | 1088692.8149 | 1377957.1607 | 66163.8138 | 1088692.8149 | 1377957.1607
| 2029 | 503396.9921 | 1235210.789 | 1582790.834 | 67077.6492 | 1235210.789 | 1582790.834
| 2030 | 510460.7854 | 1358385.0407 | 1813979.0591 | 68018.8997 | 1358385.0407 | 1813979.0591
| 2031 | 318262.7314 | 1341957.6447 | 1807093.7748 | 42408.509 | 1341957.6447 | 1807093.7748
| 2032 | 325756.7098 | 1302301.9756 | 1775475.2861 | 43407.0816 | 1302301.9756 | 1775475.2861
| 2033 | 333475.5076 | 1289193.532 | 1647349.8697 | 44435.6114 | 1289193.532 | 1647349.8697
| 2034 | 0 | 0 | 0 | 0 | 0 | 0
C. Incentive Constraints
| ES Incentive Constraint | Constraint Description | Constraint Parameter | Constraint Units
| ES Capacity Limit | Usable energy capacity of ESS x | 1
| Installed Cost Limit | Percent of ESS installed cost | 50% | %
| Total Incentive Limit | Maximum total incentive | 7500 | $
| C-2. Residential Upfront Incentive Value ($/kWh) |  |  |  |  | C-2. Non-Residential Upfront Incentive Value ($/kWh)
| ES Capacity Block | Residential Non-LMI | Residential Underserved | Residential Low Income | ES Capacity Block (not-cumulative) | ES Capacity Block | Small C&I | Medium C&I | Large C&I
| 10 | 200 | 300 | 400 | 10 | 50 | 200 | 175 | 100
| 25 | 170 | 255 | 340 | 15 | 1000000 | 0 | 0 | 0
| 50 | 130 | 195 | 260 | 25 | 1000001 | 0 | 0 | 0
| 1000000 | 0 | 0 | 0 | 999950 | 1000002 | 0 | 0 | 0
| 1000001 | 0 | 0 | 0 | 1 | 1000003 | 0 | 0 | 0
|  | LMI Incentive (%) | 50% | 100%
C-3. Performance Incentive Value for Years 1-5
| Install Year | Performance Incentive ($/kW) | Effective Performance Incentive ($/kW-Savings) |  | Residential Non-LMI | Residential Underserved | Residential Low Income | Small C&I | Medium C&I | Large C&I
| 2022 | 225 | 225 |  | 225 | 225 | 225 | 225 | 225 | 225
| 2023 | 225 | 225 |  | 225 | 225 | 225 | 225 | 225 | 225
| 2024 | 225 | 225 |  | 225 | 225 | 225 | 225 | 225 | 225
| Years at First Incentive Level | 5
C-3. Performance Incentive Value for Years 6-10
| Install Year | Performance Incentive ($/kW) | Effective Performance Incentive ($/kW-Savings) |  | Residential Non-LMI | Residential Underserved | Residential Low Income | Small C&I | Medium C&I | Large C&I
| 2022 | 130 | 130 |  | 130 | 130 | 130 | 130 | 130 | 130
| 2023 | 130 | 130 |  | 130 | 130 | 130 | 130 | 130 | 130
| 2024 | 130 | 130 |  | 130 | 130 | 130 | 130 | 130 | 130
Miscellaneous Assumptions
D. Miscellaneous
| Number | Assumption |  | Value | Source
| 1 | One-Time Avoided Cost of Participant Backup Generator (2021$/kW) |  | 400 | Guidehouse review of average commercially available gas backup generator
| 2 | Inflation Rate (%) |  | 2% | CT Electric Storage Program Administrators
| 3 | Retail Rate Escalation Rate (%) |  | 2.5% | Retail rate annual escalation identified in Docket No. 22-08-02
| 4 | Base Year for Inflation |  | 2021 | CT Electric Storage Program Administrators
| 5 | Benefit/Cost Lifetime (Years) |  | 10 | CT Electric Storage Program Administrators
| 7 | Apply Mid-Year Standard for Each First-Year Benefit? |  | TRUE | CT Electric Storage Program Administrators
| 8 | Benefits in Install Year |  | 50% | CT Electric Storage Program Administrators
| 9 | Baseline Rate |  | TOU | CT Electric Storage Program Administrators
| 10 | Assumed ESS Re-install rate |  | 0% | CT Electric Storage Program Administrators
| 11 | Zero out reliability benefit? |  | FALSE | CT Electric Storage Program Administrators
| 12 | Zero out PTF benefit? |  | FALSE | CT Electric Storage Program Administrators
| 13 | Zero out ROP capacity DRIPE benefit? |  | FALSE | CT Electric Storage Program Administrators
| 14 | Zero out ROP energy DRIPE benefit? |  | FALSE | CT Electric Storage Program Administrators
| 15 | Amount of Capacity Reduction Bid into the FCM |  | 0% | Based on Selected Project Type
| 16 | Performance Incentive for # of Guaranteed Years? |  | TRUE | CT Electric Storage Program Administrators
| 17 | Number of guaranteed years |  | 10 | CT Electric Storage Program Administrators
| 18 | Active Dispatch Event Length (Hours) |  | 3 | CT Electric Storage Program Administrators
| 19 | Passive Dispatch Event Length (Hours) |  | 5 | CT Electric Storage Program Administrators
| 20 | Performance Incentive uses Passive Dispatch as Baseline |  | FALSE | CT Electric Storage Program Administrators
| 21 | % of Max Expected Peak Reduction Achieved - Passive |  | 100% | CT Electric Storage Program Administrators
| 22 | % of Max Expected Peak Reduction Achieved - Active |  | 100% | CT Electric Storage Program Administrators
Technology Assumptions
E. Technology Costs / Characteristics
| Average Characteristic | Average Value (2021$) | Nominal Escalation Rate through 2024 (%/yr) | Source |  |  | Residential Non-LMI | Residential Underserved | Residential Low Income | Small C&I | Medium C&I | Large C&I
| ESS Installed Cost ($) | 11000 | -3.2% | CT Electric Storage Program Administrators |  |  | 11000 | 11000 | 11000 | 21600 | 489375 | 1755000
| Sales Tax Costs ($) | 698.5 | -3% | CT Electric Storage Program Administrators | Assume 7% sales tax | 6.35% | 698.5 | 698.5 | 698.5 | 1371.6 | 31075.3125 | 111442.5
| Property Tax Costs ($/yr) | 235.4 | -3% | CT Electric Storage Program Administrators | Assume 2% property tax | 2.14% | 235.4 | 235.4 | 235.4 | 462.24 | 10472.625 | 37557
| ESS O&M Cost ($/yr) | 60 | 0% | CT Electric Storage Program Administrators | O&M ($/kW-ESS) | 12 | 60 | 60 | 60 | 120 | 3000 | 12000
| ESS Replacement Cost ($) | 5000 | -5% | CT Electric Storage Program Administrators |  |  | 5000 | 5000 | 5000 | 5000 | 5000 | 5000
| Retrofit Install Cost Adder ($) | 0 | 0% | CT Electric Storage Program Administrators |  |  | 0 | 0 | 0 | 0 | 0 | 0
| ESS Lifetime (Years) | 10 | N/A | CT Electric Storage Program Administrators |  |  | 10 | 10 | 10 | 10 | 10 | 10
| ESS Degradation Factor (%/yr) | 2% | N/A | CT Electric Storage Program Administrators |  |  | 2% | 2% | 2% | 2% | 2% | 2%
F. Use Case Parameters (Fixed Inputs)
| Parameter | Units | Value for Selected System Type | Source |  |  | Residential Non-LMI | Residential Underserved | Residential Low Income | Small C&I | Medium C&I | Large C&I
System Specifications
| Peak load | kW | 3.59 | Calculated |  |  | 3.59 | 3.59 | 3.59 | 6.9 | 409 | 1747.2
| ESS power | kW | 5 | CT Electric Storage Program Administrators |  |  | 5 | 5 | 5 | 10 | 250 | 1000
| ESS energy | kWh | 13.5 | CT Electric Storage Program Administrators |  |  | 13.5 | 13.5 | 13.5 | 27 | 675 | 2700
| ESS efficiency |  | 92% | CT Electric Storage Program Administrators |  |  | 92% | 92% | 92% | 92% | 92% | 92%
| ESS duration | hr | 2.7 | Calculated |  |  | 2.7 | 2.7 | 2.7 | 2.7 | 2.7 | 2.7
| ESS available energy | kWh | 10.8 | Calculated |  |  | 10.8 | 10.8 | 10.8 | 21.6 | 540 | 2160
| ESS available duration | hr | 2.16 | Calculated |  |  | 2.16 | 2.16 | 2.16 | 2.16 | 2.16 | 2.16
Operational parameters
| Passive Dispatch Backup Reserve | % | 20% | CT Electric Storage Program Administrators |  |  | 20% | 20% | 20% | 20% | 20% | 20%
|  | kWh | 2.7 | Calculated |  |  | 2.7 | 2.7 | 2.7 | 5.4 | 135 | 540
|  | hr | 0.54 | Calculated |  |  | 0.54 | 0.54 | 0.54 | 0.54 | 0.54 | 0.54
| Charging options |  | Grid | Based on Selected Project Type |  |  | Grid | Grid | Grid | Grid | Grid | Grid
| ITC applies to standalone? |  | FALSE | CT Electric Storage Program Administrators
| Res. Underserved ITC Adder |  | 10% | CT Electric Storage Program Administrators
| Res. Low Income ITC Adder |  | 20% | CT Electric Storage Program Administrators

## Dispatch
Passive Dispatch Output
I. Per-Project Passive Dispatch Capacity Savings (kW)
| Target Participant Group | Charging Source | Summer Peak Capacity Savings | Winter Peak Capacity Savings
| Residential Non-LMI | Grid | 2.16 | 0
| Residential Underserved | Grid | 2.16 | 0
| Residential Low Income | Grid | 2.16 | 0
| Small C&I | Grid | 4.32 | 0
| Medium C&I | Grid | 108 | 0
| Large C&I | Grid | 432 | 0
| Residential Non-LMI | Solar Only | 2.16 | 0
| Residential Underserved | Solar Only | 2.16 | 0
| Residential Low Income | Solar Only | 2.16 | 0
| Small C&I | Solar Only | 4.32 | 0
| Medium C&I | Solar Only | 108 | 0
| Large C&I | Solar Only | 432 | 0
|  |  | Parameter | Summer | Winter
|  |  | Effective Full Dispatch Days: | 60 | 5
J. Per-Project Passive Dispatch Energy Savings by Period - TOU Period (kWh)
| Target Participant Group | Charging Source | Total Available Energy | Summer Peak | Winter Peak | Summer Off-Peak | Winter Off-Peak | Total
| Residential Non-LMI | Grid | 10.8 | 648 | 54 | -704.3478 | -58.6957 | -61.0435
| Residential Underserved | Grid | 10.8 | 648 | 54 | -704.3478 | -58.6957 | -61.0435
| Residential Low Income | Grid | 10.8 | 648 | 54 | -704.3478 | -58.6957 | -61.0435
| Small C&I | Grid | 21.6 | 1296 | 108 | -1408.6957 | -117.3913 | -122.087
| Medium C&I | Grid | 540 | 32400 | 2700 | -35217.3913 | -2934.7826 | -3052.1739
| Large C&I | Grid | 2160 | 129600 | 10800 | -140869.5652 | -11739.1304 | -12208.6957
| Residential Non-LMI | Solar Only | 10.8 | 648 | 54 | -704.3478 | -58.6957 | -61.0435
| Residential Underserved | Solar Only | 10.8 | 648 | 54 | -704.3478 | -58.6957 | -61.0435
| Residential Low Income | Solar Only | 10.8 | 648 | 54 | -704.3478 | -58.6957 | -61.0435
| Small C&I | Solar Only | 21.6 | 1296 | 108 | -1408.6957 | -117.3913 | -122.087
| Medium C&I | Solar Only | 540 | 32400 | 2700 | -35217.3913 | -2934.7826 | -3052.1739
| Large C&I | Solar Only | 2160 | 129600 | 10800 | -140869.5652 | -11739.1304 | -12208.6957
|  |  | Parameter | Summer | Winter
|  |  | Effective Full Dispatch Days: | 60 | 5
J. Per-Project Passive Dispatch Energy Savings by Period - Savings Period (kWh)
| Target Participant Group | Charging Source | Total Available Energy | Summer Peak | Winter Peak | Summer Off-Peak | Winter Off-Peak | Total
| Residential Non-LMI | Grid | 10.8 | 648 | 54 | -704.3478 | -58.6957 | -61.0435
| Residential Underserved | Grid | 10.8 | 648 | 54 | -704.3478 | -58.6957 | -61.0435
| Residential Low Income | Grid | 10.8 | 648 | 54 | -704.3478 | -58.6957 | -61.0435
| Small C&I | Grid | 21.6 | 1296 | 108 | -1408.6957 | -117.3913 | -122.087
| Medium C&I | Grid | 540 | 32400 | 2700 | -35217.3913 | -2934.7826 | -3052.1739
| Large C&I | Grid | 2160 | 129600 | 10800 | -140869.5652 | -11739.1304 | -12208.6957
| Residential Non-LMI | Solar Only | 10.8 | -56.3478 | -4.6957 | 0 | 0 | -61.0435
| Residential Underserved | Solar Only | 10.8 | -56.3478 | -4.6957 | 0 | 0 | -61.0435
| Residential Low Income | Solar Only | 10.8 | -56.3478 | -4.6957 | 0 | 0 | -61.0435
| Small C&I | Solar Only | 21.6 | -112.6957 | -9.3913 | 0 | 0 | -122.087
| Medium C&I | Solar Only | 540 | -2817.3913 | -234.7826 | 0 | 0 | -3052.1739
| Large C&I | Solar Only | 2160 | -11269.5652 | -939.1304 | 0 | 0 | -12208.6957
Assumes that solar charging occurs during ISO-NE peak periods (between 7am and 11 pm)
Passive Dispatch Output (Demand-Specific)
S. ESS Monthly Peak Demand Savings (kW)
| Month | Season | Residential Non-LMI | Residential Underserved | Residential Low Income | Small C&I | Medium C&I | Large C&I
| 1 | Winter | 0 | 0 | 0 | 0 | 0 | 0
| 2 | Winter | 0 | 0 | 0 | 0 | 0 | 0
| 3 | Winter | 0 | 0 | 0 | 0 | 0 | 0
| 4 | Winter | 0 | 0 | 0 | 0 | 0 | 0
| 5 | Winter | 0 | 0 | 0 | 0 | 0 | 0
| 6 | Summer | 0 | 0 | 0 | 0 | 0 | 0
| 7 | Summer | 0 | 0 | 0 | 0 | 0 | 0
| 8 | Summer | 0 | 0 | 0 | 0 | 0 | 0
| 9 | Summer | 0 | 0 | 0 | 0 | 0 | 0
| 10 | Winter | 0 | 0 | 0 | 0 | 0 | 0
| 11 | Winter | 0 | 0 | 0 | 0 | 0 | 0
| 12 | Winter | 0 | 0 | 0 | 0 | 0 | 0
|  | Summer | 0 | 0 | 0 | 0 | 0 | 0
|  | Winter | 0 | 0 | 0 | 0 | 0 | 0

## Calculations
Select Project Type Breakdown:
Select Install Year:
Select Capacity Block:
Select EDC:
Select Install Type:
Select Participant Group:
Select FCM Participation:
Program Specification Calculations
| A-3. Breakdown of Installations by Segment | [7 empty] | Number of kW by Segment
| EDCs | Install Types | Ownership Models | Target Participation Group | FCM Bid Level | Customer Segment | Percent of Total | Percent of Customer Seg | 2022 | 2023 | 2024
Eversource ¦ PV Paired ¦ Customer Owned ¦ Residential Non-LMI ¦ Does Not Bid into FCM | Eversource | PV Paired | Customer Owned | Residential Non-LMI | Does Not Bid into FCM | Residential | 0% | 0% | 0 | 0 | 0
Eversource ¦ PV Paired ¦ Customer Owned ¦ Residential Non-LMI ¦ Bids into FCM | Eversource | PV Paired | Customer Owned | Residential Non-LMI | Bids into FCM | Residential | 0% | 0% | 0 | 0 | 0
Eversource ¦ PV Paired ¦ Customer Owned ¦ Residential Underserved ¦ Does Not Bid into FCM | Eversource | PV Paired | Customer Owned | Residential Underserved | Does Not Bid into FCM | Residential | 0% | 0% | 0 | 0 | 0
Eversource ¦ PV Paired ¦ Customer Owned ¦ Residential Underserved ¦ Bids into FCM | Eversource | PV Paired | Customer Owned | Residential Underserved | Bids into FCM | Residential | 0% | 0% | 0 | 0 | 0
Eversource ¦ PV Paired ¦ Customer Owned ¦ Residential Low Income ¦ Does Not Bid into FCM | Eversource | PV Paired | Customer Owned | Residential Low Income | Does Not Bid into FCM | Residential | 0% | 0% | 0 | 0 | 0
Eversource ¦ PV Paired ¦ Customer Owned ¦ Residential Low Income ¦ Bids into FCM | Eversource | PV Paired | Customer Owned | Residential Low Income | Bids into FCM | Residential | 0% | 0% | 0 | 0 | 0
Eversource ¦ PV Paired ¦ Customer Owned ¦ Small C&I ¦ Does Not Bid into FCM | Eversource | PV Paired | Customer Owned | Small C&I | Does Not Bid into FCM | Non-Residential | 0% | 0% | 0 | 0 | 0
Eversource ¦ PV Paired ¦ Customer Owned ¦ Small C&I ¦ Bids into FCM | Eversource | PV Paired | Customer Owned | Small C&I | Bids into FCM | Non-Residential | 0% | 0% | 0 | 0 | 0
Eversource ¦ PV Paired ¦ Customer Owned ¦ Medium C&I ¦ Does Not Bid into FCM | Eversource | PV Paired | Customer Owned | Medium C&I | Does Not Bid into FCM | Non-Residential | 0% | 0% | 0 | 0 | 0
Eversource ¦ PV Paired ¦ Customer Owned ¦ Medium C&I ¦ Bids into FCM | Eversource | PV Paired | Customer Owned | Medium C&I | Bids into FCM | Non-Residential | 0% | 0% | 0 | 0 | 0
Eversource ¦ PV Paired ¦ Customer Owned ¦ Large C&I ¦ Does Not Bid into FCM | Eversource | PV Paired | Customer Owned | Large C&I | Does Not Bid into FCM | Non-Residential | 0% | 0% | 0 | 0 | 0
Eversource ¦ PV Paired ¦ Customer Owned ¦ Large C&I ¦ Bids into FCM | Eversource | PV Paired | Customer Owned | Large C&I | Bids into FCM | Non-Residential | 0% | 0% | 0 | 0 | 0
Eversource ¦ Standalone ¦ Customer Owned ¦ Residential Non-LMI ¦ Does Not Bid into FCM | Eversource | Standalone | Customer Owned | Residential Non-LMI | Does Not Bid into FCM | Residential | 12% | 24% | 1680 | 3360 | 6960
Eversource ¦ Standalone ¦ Customer Owned ¦ Residential Non-LMI ¦ Bids into FCM | Eversource | Standalone | Customer Owned | Residential Non-LMI | Bids into FCM | Residential | 12% | 24% | 1680 | 3360 | 6960
Eversource ¦ Standalone ¦ Customer Owned ¦ Residential Underserved ¦ Does Not Bid into FCM | Eversource | Standalone | Customer Owned | Residential Underserved | Does Not Bid into FCM | Residential | 6% | 12% | 840 | 1680 | 3480
Eversource ¦ Standalone ¦ Customer Owned ¦ Residential Underserved ¦ Bids into FCM | Eversource | Standalone | Customer Owned | Residential Underserved | Bids into FCM | Residential | 6% | 12% | 840 | 1680 | 3480
Eversource ¦ Standalone ¦ Customer Owned ¦ Residential Low Income ¦ Does Not Bid into FCM | Eversource | Standalone | Customer Owned | Residential Low Income | Does Not Bid into FCM | Residential | 2% | 4% | 280 | 560 | 1160
Eversource ¦ Standalone ¦ Customer Owned ¦ Residential Low Income ¦ Bids into FCM | Eversource | Standalone | Customer Owned | Residential Low Income | Bids into FCM | Residential | 2% | 4% | 280 | 560 | 1160
Eversource ¦ Standalone ¦ Customer Owned ¦ Small C&I ¦ Does Not Bid into FCM | Eversource | Standalone | Customer Owned | Small C&I | Does Not Bid into FCM | Non-Residential | 5% | 10% | 700 | 1400 | 2900
Eversource ¦ Standalone ¦ Customer Owned ¦ Small C&I ¦ Bids into FCM | Eversource | Standalone | Customer Owned | Small C&I | Bids into FCM | Non-Residential | 5% | 10% | 700 | 1400 | 2900
Eversource ¦ Standalone ¦ Customer Owned ¦ Medium C&I ¦ Does Not Bid into FCM | Eversource | Standalone | Customer Owned | Medium C&I | Does Not Bid into FCM | Non-Residential | 6% | 12% | 840 | 1680 | 3480
Eversource ¦ Standalone ¦ Customer Owned ¦ Medium C&I ¦ Bids into FCM | Eversource | Standalone | Customer Owned | Medium C&I | Bids into FCM | Non-Residential | 6% | 12% | 840 | 1680 | 3480
Eversource ¦ Standalone ¦ Customer Owned ¦ Large C&I ¦ Does Not Bid into FCM | Eversource | Standalone | Customer Owned | Large C&I | Does Not Bid into FCM | Non-Residential | 9% | 18% | 1260 | 2520 | 5220
Eversource ¦ Standalone ¦ Customer Owned ¦ Large C&I ¦ Bids into FCM | Eversource | Standalone | Customer Owned | Large C&I | Bids into FCM | Non-Residential | 9% | 18% | 1260 | 2520 | 5220
UI ¦ PV Paired ¦ Customer Owned ¦ Residential Non-LMI ¦ Does Not Bid into FCM | UI | PV Paired | Customer Owned | Residential Non-LMI | Does Not Bid into FCM | Residential | 0% | 0% | 0 | 0 | 0
UI ¦ PV Paired ¦ Customer Owned ¦ Residential Non-LMI ¦ Bids into FCM | UI | PV Paired | Customer Owned | Residential Non-LMI | Bids into FCM | Residential | 0% | 0% | 0 | 0 | 0
UI ¦ PV Paired ¦ Customer Owned ¦ Residential Underserved ¦ Does Not Bid into FCM | UI | PV Paired | Customer Owned | Residential Underserved | Does Not Bid into FCM | Residential | 0% | 0% | 0 | 0 | 0
UI ¦ PV Paired ¦ Customer Owned ¦ Residential Underserved ¦ Bids into FCM | UI | PV Paired | Customer Owned | Residential Underserved | Bids into FCM | Residential | 0% | 0% | 0 | 0 | 0
UI ¦ PV Paired ¦ Customer Owned ¦ Residential Low Income ¦ Does Not Bid into FCM | UI | PV Paired | Customer Owned | Residential Low Income | Does Not Bid into FCM | Residential | 0% | 0% | 0 | 0 | 0
UI ¦ PV Paired ¦ Customer Owned ¦ Residential Low Income ¦ Bids into FCM | UI | PV Paired | Customer Owned | Residential Low Income | Bids into FCM | Residential | 0% | 0% | 0 | 0 | 0
UI ¦ PV Paired ¦ Customer Owned ¦ Small C&I ¦ Does Not Bid into FCM | UI | PV Paired | Customer Owned | Small C&I | Does Not Bid into FCM | Non-Residential | 0% | 0% | 0 | 0 | 0
UI ¦ PV Paired ¦ Customer Owned ¦ Small C&I ¦ Bids into FCM | UI | PV Paired | Customer Owned | Small C&I | Bids into FCM | Non-Residential | 0% | 0% | 0 | 0 | 0
UI ¦ PV Paired ¦ Customer Owned ¦ Medium C&I ¦ Does Not Bid into FCM | UI | PV Paired | Customer Owned | Medium C&I | Does Not Bid into FCM | Non-Residential | 0% | 0% | 0 | 0 | 0
UI ¦ PV Paired ¦ Customer Owned ¦ Medium C&I ¦ Bids into FCM | UI | PV Paired | Customer Owned | Medium C&I | Bids into FCM | Non-Residential | 0% | 0% | 0 | 0 | 0
UI ¦ PV Paired ¦ Customer Owned ¦ Large C&I ¦ Does Not Bid into FCM | UI | PV Paired | Customer Owned | Large C&I | Does Not Bid into FCM | Non-Residential | 0% | 0% | 0 | 0 | 0
UI ¦ PV Paired ¦ Customer Owned ¦ Large C&I ¦ Bids into FCM | UI | PV Paired | Customer Owned | Large C&I | Bids into FCM | Non-Residential | 0% | 0% | 0 | 0 | 0
UI ¦ Standalone ¦ Customer Owned ¦ Residential Non-LMI ¦ Does Not Bid into FCM | UI | Standalone | Customer Owned | Residential Non-LMI | Does Not Bid into FCM | Residential | 3% | 6% | 420 | 840 | 1740
UI ¦ Standalone ¦ Customer Owned ¦ Residential Non-LMI ¦ Bids into FCM | UI | Standalone | Customer Owned | Residential Non-LMI | Bids into FCM | Residential | 3% | 6% | 420 | 840 | 1740
UI ¦ Standalone ¦ Customer Owned ¦ Residential Underserved ¦ Does Not Bid into FCM | UI | Standalone | Customer Owned | Residential Underserved | Does Not Bid into FCM | Residential | 1.5% | 3% | 210 | 420 | 870
UI ¦ Standalone ¦ Customer Owned ¦ Residential Underserved ¦ Bids into FCM | UI | Standalone | Customer Owned | Residential Underserved | Bids into FCM | Residential | 1.5% | 3% | 210 | 420 | 870
UI ¦ Standalone ¦ Customer Owned ¦ Residential Low Income ¦ Does Not Bid into FCM | UI | Standalone | Customer Owned | Residential Low Income | Does Not Bid into FCM | Residential | 0.5% | 1% | 70 | 140 | 290
UI ¦ Standalone ¦ Customer Owned ¦ Residential Low Income ¦ Bids into FCM | UI | Standalone | Customer Owned | Residential Low Income | Bids into FCM | Residential | 0.5% | 1% | 70 | 140 | 290
UI ¦ Standalone ¦ Customer Owned ¦ Small C&I ¦ Does Not Bid into FCM | UI | Standalone | Customer Owned | Small C&I | Does Not Bid into FCM | Non-Residential | 1.25% | 2.5% | 175 | 350 | 725
UI ¦ Standalone ¦ Customer Owned ¦ Small C&I ¦ Bids into FCM | UI | Standalone | Customer Owned | Small C&I | Bids into FCM | Non-Residential | 1.25% | 2.5% | 175 | 350 | 725
UI ¦ Standalone ¦ Customer Owned ¦ Medium C&I ¦ Does Not Bid into FCM | UI | Standalone | Customer Owned | Medium C&I | Does Not Bid into FCM | Non-Residential | 1.5% | 3% | 210 | 420 | 870
UI ¦ Standalone ¦ Customer Owned ¦ Medium C&I ¦ Bids into FCM | UI | Standalone | Customer Owned | Medium C&I | Bids into FCM | Non-Residential | 1.5% | 3% | 210 | 420 | 870
UI ¦ Standalone ¦ Customer Owned ¦ Large C&I ¦ Does Not Bid into FCM | UI | Standalone | Customer Owned | Large C&I | Does Not Bid into FCM | Non-Residential | 2.25% | 4.5% | 315 | 630 | 1305
UI ¦ Standalone ¦ Customer Owned ¦ Large C&I ¦ Bids into FCM | UI | Standalone | Customer Owned | Large C&I | Bids into FCM | Non-Residential | 2.25% | 4.5% | 315 | 630 | 1305
| TOTAL | [5 empty] | 100% |  | 14000 | 28000 | 58000
M. Incremental Residential Installations (MW ES) by Program Year for Each Capacity Block
| Program Year | Capacity Blocks
|  | Total | 10 | 25 | 50 | 1000000 | 1000001
|  | 50 | 10 | 15 | 25 | 0 | 0
| 2022 | 7 | 7 | 0 | 0 | 0 | 0
| 2023 | 14 | 3 | 11 | 0 | 0 | 0
| 2024 | 29 | 0 | 4 | 25 | 0 | 0
M. Incremental Non-Residential Installations (MW ES) by Program Year and EDC for Each Capacity Block
| Program Year | Capacity Blocks
|  | Total | 50 | 1000000 | 1000001 | 1000002 | 1000003
|  | 50 | 50 | 0 | 0 | 0 | 0
| 2022 | 7 | 7 | 0 | 0 | 0 | 0
| 2023 | 14 | 14 | 0 | 0 | 0 | 0
| 2024 | 29 | 29 | 0 | 0 | 0 | 0
Upfront Incentives
| ES Capacity Block | Incentive ($/kWh) | Incentive Limit Based on ESS kWh Capacity ($) | Incentive Limit Based on % of ESS Cost ($) | Total Incentive Limit ($) | Actual Total Up-Front Incentive ($) | Effective Per-Unit Incentive ($/kWh ES)
| 10 | 300 | 4050 | 5500 | 7500 | 4050 | 300
| 25 | 255 | 3442.5 | 5500 | 7500 | 3442.5 | 255
| 50 | 195 | 2632.5 | 5500 | 7500 | 2632.5 | 195
| 1000000 | 0 | 0 | 5500 | 7500 | 0 | 0
| 1000001 | 0 | 0 | 5500 | 7500 | 0 | 0
Performance Incentive
| Selected Install Year | First Incentive ($/kW Savings) | Second Incentive ($/kW Savings) | 2019 | 2020 | 2021 | 2022 | 2023 | 2024 | 2025 | 2026 | 2027 | 2028 | 2029 | 2030 | 2031 | 2032 | 2033 | 2034 | 2035 | 2036 | 2037 | 2038 | 2039 | 2040 | 2041 | 2042 | 2043 | 2044 | 2045 | 2046 | 2047 | 2048 | 2049 | 2050
| 2023 | 225 | 130 | 0 | 0 | 0 | 0 | 225 | 225 | 225 | 225 | 225 | 130 | 130 | 130 | 130 | 130 | 0 | 0 | 0 | 0 | 0 | 0 | 0 | 0 | 0 | 0 | 0 | 0 | 0 | 0 | 0 | 0 | 0 | 0
[6 empty] | Eversource | UI
Program Costs for Select Customer Segment | bar: 2019 to 2022
| Program Year | Cumulative kW-ESS per Year | Eversource Cumulative kW-ESS | 2019: UI Cumulative kW-ESS; 2020: Upfront Cost Per kW-ESS; 2021: Active Cost per kW-ESS - Eversource; 2022: Active Cost per kW-ESS - UI
| 2022 | 7000 | 5600 | 2019: 1400; 2020: 406.985; 2021: 122.0238; 2022: 360.0063
| 2023 | 21000 | 16800 | 2019: 4200; 2020: 135.872; 2021: 45.1389; 2022: 71.672
| 2024 | 50000 | 40000 | 2019: 10000; 2020: 58.1141; 2021: 20.7613; 2022: 41.7097
| 2025 | 50000 | 40000 | 2019: 10000; 2020: 17.617; 2021: 22.2576; 2022: 68.3437
| 2026 | 50000 | 40000 | 2019: 10000; 2020: 17.8347; 2021: 24.9022; 2022: 88.1359
| 2027 | 50000 | 40000 | 2019: 10000; 2020: 18.0589; 2021: 26.0223; 2022: 110.7502
| 2028 | 50000 | 40000 | 2019: 10000; 2020: 9.9308; 2021: 27.2173; 2022: 137.7957
| 2029 | 50000 | 40000 | 2019: 10000; 2020: 10.0679; 2021: 30.8803; 2022: 158.2791
| 2030 | 50000 | 40000 | 2019: 10000; 2020: 10.2092; 2021: 33.9596; 2022: 181.3979
| 2031 | 50000 | 40000 | 2019: 10000; 2020: 6.3653; 2021: 33.5489; 2022: 180.7094
| 2032 | 43000 | 34400 | 2019: 8600; 2020: 7.5757; 2021: 37.8576; 2022: 206.4506
| 2033 | 29000 | 23200 | 2019: 5800; 2020: 11.4992; 2021: 55.5687; 2022: 284.0258
| 2034 | 0 | 0 | 2019: 0; 2020: 0; 2021: 0; 2022: 0
Technology Assumption Calculations
N. Technology Characteristics by Year, and for Selected Year: | bar: 2019 to 2021
| Average Characteristic | In Selected Installation Year (2023) | Net to Gross | 2019: 2022; 2020: 2023; 2021: 2024
| ESS Installed Cost ($) | 10307.264 | 100% | 2019: 10648; 2020: 10307.264; 2021: 9977.4316
| Sales Tax ($) | 657.2187 | 100% | 2019: 677.545; 2020: 657.2187; 2021: 637.5021
| Property Tax ($/yr) | 221.4879 | 100% | 2019: 228.338; 2020: 221.4879; 2021: 214.8432
| ESS O&M Cost ($/yr) | 60 | 100% | 2019: 60; 2020: 60; 2021: 60
| ESS Replacement Cost ($) | 4512.5 | 100% | 2019: 4750; 2020: 4512.5; 2021: 4286.875
| ESS Lifetime (Years) | 10 | N/A | 2019: 10; 2020: 10; 2021: 10
| ESS Degradation Factor (%/yr) | 2% | N/A | bar: 2019 to 2021
Benefit Lifetime
| Selecte Install Year | Benefit Lifetime
| 2023 | 10
O. Annual Savings from a Project Installed in Year:
| Technology | Segment | Savings | First-Yr Value | Net to Gross | Degradation Factor (%/yr) | Lifetime (Years) | 2019 | 2020 | 2021 | 2022 | 2023 | 2024 | 2025 | 2026 | 2027 | 2028 | 2029 | 2030 | 2031 | 2032 | 2033 | 2034 | 2035 | 2036 | 2037 | 2038 | 2039 | 2040 | 2041 | 2042 | 2043 | 2044 | 2045 | 2046 | 2047 | 2048 | 2049 | 2050
| ESS |  | ESS Year of Life | N/A | N/A | N/A | 10 | 0 | 0 | 0 | 0 | 1 | 2 | 3 | 4 | 5 | 6 | 7 | 8 | 9 | 10 | 0 | 0 | 0 | 0 | 0 | 0 | 0 | 0 | 0 | 0 | 0 | 0 | 0 | 0 | 0 | 0 | 0 | 0
| ESS |  | ESS Reinstall Discount Factor | N/A | N/A | N/A | 10 | 100% | 100% | 100% | 100% | 100% | 100% | 100% | 100% | 100% | 100% | 100% | 100% | 100% | 100% | 0% | 0% | 0% | 0% | 0% | 0% | 0% | 0% | 0% | 0% | 0% | 0% | 0% | 0% | 0% | 0% | 0% | 0%
| ESS |  | Annual Energy Savings (kWh) | -61.0435 | 100% | 2% | 10 | 0 | 0 | 0 | 0 | -61.0435 | -59.8226 | -58.6262 | -57.4536 | -56.3046 | -55.1785 | -54.0749 | -52.9934 | -51.9335 | -50.8949 | 0 | 0 | 0 | 0 | 0 | 0 | 0 | 0 | 0 | 0 | 0 | 0 | 0 | 0 | 0 | 0 | 0 | 0
| ESS |  | Summer Peak Capacity Savings - Passive Dispatch (kW) | 2.16 | 100% | 0% | 10 | 0 | 0 | 0 | 0 | 2.16 | 2.16 | 2.16 | 2.16 | 2.16 | 2.16 | 2.16 | 2.16 | 2.16 | 2.16 | 0 | 0 | 0 | 0 | 0 | 0 | 0 | 0 | 0 | 0 | 0 | 0 | 0 | 0 | 0 | 0 | 0 | 0
| ESS |  | Summer Peak Capacity Savings - Active Dispatch (kW) | 3.6 | 100% | N/A | N/A | 0 | 0 | 0 | 0 | 1.44 | 1.44 | 1.44 | 1.44 | 1.44 | 1.44 | 1.44 | 1.44 | 1.44 | 1.44 | 0 | 0 | 0 | 0 | 0 | 0 | 0 | 0 | 0 | 0 | 0 | 0 | 0 | 0 | 0 | 0 | 0 | 0
| ESS |  | Summer Peak Capacity Savings - Passive Dispatch (kW) - Cleared | 0 | N/A | N/A | N/A | 0 | 0 | 0 | 0 | 0 | 0 | 0 | 0 | 0 | 0 | 0 | 0 | 0 | 0 | 0 | 0 | 0 | 0 | 0 | 0 | 0 | 0 | 0 | 0 | 0 | 0 | 0 | 0 | 0 | 0 | 0 | 0
| ESS |  | Summer Peak Capacity Savings - Active Dispatch (kW) - Cleared | 0 | N/A | N/A | N/A | 0 | 0 | 0 | 0 | 0 | 0 | 0 | 0 | 0 | 0 | 0 | 0 | 0 | 0 | 0 | 0 | 0 | 0 | 0 | 0 | 0 | 0 | 0 | 0 | 0 | 0 | 0 | 0 | 0 | 0 | 0 | 0
| ESS |  | Summer Peak Capacity Savings - Passive Dispatch (kW) - Uncleared | 2.16 | N/A | N/A | N/A | 0 | 0 | 0 | 0 | 2.16 | 2.16 | 2.16 | 2.16 | 2.16 | 2.16 | 2.16 | 2.16 | 2.16 | 2.16 | 0 | 0 | 0 | 0 | 0 | 0 | 0 | 0 | 0 | 0 | 0 | 0 | 0 | 0 | 0 | 0 | 0 | 0
| ESS |  | Summer Peak Capacity Savings - Active Dispatch (kW) - Uncleared | 1.44 | N/A | N/A | N/A | 0 | 0 | 0 | 0 | 1.44 | 1.44 | 1.44 | 1.44 | 1.44 | 1.44 | 1.44 | 1.44 | 1.44 | 1.44 | 0 | 0 | 0 | 0 | 0 | 0 | 0 | 0 | 0 | 0 | 0 | 0 | 0 | 0 | 0 | 0 | 0 | 0
| ESS |  | Demand Charge Savings - Summer (kW) | 0 | 100% | 0% | N/A | 0 | 0 | 0 | 0 | 0 | 0 | 0 | 0 | 0 | 0 | 0 | 0 | 0 | 0 | 0 | 0 | 0 | 0 | 0 | 0 | 0 | 0 | 0 | 0 | 0 | 0 | 0 | 0 | 0 | 0 | 0 | 0
| ESS |  | Demand Charge Savings - Winter (kW) | 0 | 100% | 0% | N/A | 0 | 0 | 0 | 0 | 0 | 0 | 0 | 0 | 0 | 0 | 0 | 0 | 0 | 0 | 0 | 0 | 0 | 0 | 0 | 0 | 0 | 0 | 0 | 0 | 0 | 0 | 0 | 0 | 0 | 0 | 0 | 0
P. Per-Project Energy Savings by Period
| Technology | Quantity | TOU Period | Savings Period
| ESS | Annual Energy Savings (kWh) | -61.0435 | -61.0435
| ESS | Summer Peak (% of Annual) | -1062% | -1062%
| ESS | Winter Peak (% of Annual) | -88.46% | -88.46%
| ESS | Summer Off-Peak (% of Annual) | 1154% | 1154%
| ESS | Winter Off-Peak (% of Annual) | 96.15% | 96.15%
Q. Per-Project Baseline Energy Consumption by Period (kWh)
| Quantity | TOU Period | Savings Period
| Summer Peak | 0 | 0
| Summer Off-Peak | 0 | 0
| Winter Peak | 0 | 0
| Winter Off-Peak | 0 | 0
S. Demand Charge Calculations
| Month | Season | Baseline (kW) | ESS (kW) | ESS Savings (kW)
| 1 | Winter |  |  | 0
| 2 | Winter |  |  | 0
| 3 | Winter |  |  | 0
| 4 | Winter |  |  | 0
| 5 | Winter |  |  | 0
| 6 | Summer |  |  | 0
| 7 | Summer |  |  | 0
| 8 | Summer |  |  | 0
| 9 | Summer |  |  | 0
| 10 | Winter |  |  | 0
| 11 | Winter |  |  | 0
| 12 | Winter |  |  | 0
|  | Summer |  |  | 0
|  | Winter |  |  | 0
Based on definitions from the rate documents

## Per Unit BCA
Select Project Types:
Select Install Year: | [6 empty] | Selected Utility | UI
Select Capacity Block: | [6 empty] | Original Rate | TOU
Select EDC: | [6 empty] | New Rate | TOU
Select Install Type:
Select Participant Group:
Select FCM Participation:
[10 empty] | 2 | 3 | 4 | 5 | 6 | 7 | 8 | 9 | 10 | 11 | 12 | 13 | 14 | 15 | 16 | 17 | 18 | 19 | 20 | 21 | 22 | 23 | 24 | 25 | 26 | 27 | 28 | 29 | 30 | 31 | 32 | 33
Benefit/Cost Stream |  |  |  |  | Units | Source | Search Reference 1 (Row) | Search Reference 2 (Col) | Index/Value | 2019 | 2020 | 2021 | 2022 | 2023 | 2024 | 2025 | 2026 | 2027 | 2028 | 2029 | 2030 | 2031 | 2032 | 2033 | 2034 | 2035 | 2036 | 2037 | 2038 | 2039 | 2040 | 2041 | 2042 | 2043 | 2044 | 2045 | 2046 | 2047 | 2048 | 2049 | 2050
Avoided Energy |  |  |  |  | $ |  |  |  |  | 0 | 0 | 0 | 0 | -0.89283 | -1.6181 | -1.2389 | 0.22605 | 1.6338 | -1.9239 | -1.942 | -2.1782 | -1.7685 | 1.2077 | 0 | 0 | 0 | 0 | 0 | 0 | 0 | 0 | 0 | 0 | 0 | 0 | 0 | 0 | 0 | 0 | 0 | 0
| Benefits from ES |  |  |  | $ |  |  |  |  | 0 | 0 | 0 | 0 | -1.7857 | -1.6181 | -1.2389 | 0.22605 | 1.6338 | -1.9239 | -1.942 | -2.1782 | -1.7685 | 1.2077 | 0 | 0 | 0 | 0 | 0 | 0 | 0 | 0 | 0 | 0 | 0 | 0 | 0 | 0 | 0 | 0 | 0 | 0
|  |  | Winter Peak Avoided Energy |  | $ |  |  |  |  | 0 | 0 | 0 | 0 | 3.4744 | 3.4878 | 3.3947 | 3.4726 | 3.5064 | 3.3683 | 3.4418 | 3.7985 | 3.8354 | 3.9762 | 0 | 0 | 0 | 0 | 0 | 0 | 0 | 0 | 0 | 0 | 0 | 0 | 0 | 0 | 0 | 0 | 0 | 0
|  |  |  | Annual Energy Savings | kWh | Calc O |  |  |  | 0 | 0 | 0 | 0 | -61.0435 | -59.8226 | -58.6262 | -57.4536 | -56.3046 | -55.1785 | -54.0749 | -52.9934 | -51.9335 | -50.8949 | 0 | 0 | 0 | 0 | 0 | 0 | 0 | 0 | 0 | 0 | 0 | 0 | 0 | 0 | 0 | 0 | 0 | 0
|  |  |  | % Energy Savings in Winter Peak | % | Calc P | Winter Peak (% of Annual) | Savings Period | -88.46% | -88.46% | -88.46% | -88.46% | -88.46% | -88.46% | -88.46% | -88.46% | -88.46% | -88.46% | -88.46% | -88.46% | -88.46% | -88.46% | -88.46% | -88.46% | -88.46% | -88.46% | -88.46% | -88.46% | -88.46% | -88.46% | -88.46% | -88.46% | -88.46% | -88.46% | -88.46% | -88.46% | -88.46% | -88.46% | -88.46% | -88.46% | -88.46%
|  |  |  | Cost of Energy | $/kWh | Table 5 | Winter Peak |  | 1 | 0 | 0 | 0.062557 | 0.066963 | 0.06434 | 0.065908 | 0.065456 | 0.068325 | 0.070399 | 0.069007 | 0.07195 | 0.081028 | 0.083485 | 0.088317 | 0.080743 | 0.083424 | 0.088365 | 0.089664 | 0.091221 | 0.093017 | 0.095033 | 0.097255 | 0.099672 | 0.10227 | 0.10505 | 0.10799 | 0.1111 | 0.11438 | 0.11781 | 0.12139 | 0.12513 | 0.12903
|  |  | Winter Off-Peak Avoided Energy |  | $ |  |  |  |  | 0 | 0 | 0 | 0 | -3.6941 | -3.7133 | -3.6143 | -3.6013 | -3.5183 | -3.6385 | -3.7607 | -4.1351 | -4.1713 | -4.1023 | 0 | 0 | 0 | 0 | 0 | 0 | 0 | 0 | 0 | 0 | 0 | 0 | 0 | 0 | 0 | 0 | 0 | 0
|  |  |  | Annual Energy Savings | kWh | Calc O |  |  |  | 0 | 0 | 0 | 0 | -61.0435 | -59.8226 | -58.6262 | -57.4536 | -56.3046 | -55.1785 | -54.0749 | -52.9934 | -51.9335 | -50.8949 | 0 | 0 | 0 | 0 | 0 | 0 | 0 | 0 | 0 | 0 | 0 | 0 | 0 | 0 | 0 | 0 | 0 | 0
|  |  |  | % Energy Savings in Winter Off-Peak | % | Calc P | Winter Off-Peak (% of Annual) | Savings Period | 96.15% | 96.15% | 96.15% | 96.15% | 96.15% | 96.15% | 96.15% | 96.15% | 96.15% | 96.15% | 96.15% | 96.15% | 96.15% | 96.15% | 96.15% | 96.15% | 96.15% | 96.15% | 96.15% | 96.15% | 96.15% | 96.15% | 96.15% | 96.15% | 96.15% | 96.15% | 96.15% | 96.15% | 96.15% | 96.15% | 96.15% | 96.15% | 96.15%
|  |  |  | Cost of Electricity | $/kWh | Table 5 | Winter Off-Peak |  | 2 | 0 | 0 | 0.055413 | 0.062945 | 0.062937 | 0.064554 | 0.064115 | 0.065188 | 0.064986 | 0.068578 | 0.072327 | 0.081152 | 0.083532 | 0.083828 | 0.078166 | 0.083382 | 0.088305 | 0.089668 | 0.091295 | 0.093163 | 0.095258 | 0.097563 | 0.10007 | 0.10276 | 0.10564 | 0.10869 | 0.11191 | 0.1153 | 0.11886 | 0.12258 | 0.12646 | 0.13051
|  |  | Summer Peak Avoided Energy |  | $ |  |  |  |  | 0 | 0 | 0 | 0 | 27.889 | 28.7756 | 28.0351 | 29.2473 | 30.1205 | 28.8124 | 29.7169 | 34.5554 | 35.0734 | 36.8046 | 0 | 0 | 0 | 0 | 0 | 0 | 0 | 0 | 0 | 0 | 0 | 0 | 0 | 0 | 0 | 0 | 0 | 0
|  |  |  | Annual Energy Savings | kWh | Calc O |  |  |  | 0 | 0 | 0 | 0 | -61.0435 | -59.8226 | -58.6262 | -57.4536 | -56.3046 | -55.1785 | -54.0749 | -52.9934 | -51.9335 | -50.8949 | 0 | 0 | 0 | 0 | 0 | 0 | 0 | 0 | 0 | 0 | 0 | 0 | 0 | 0 | 0 | 0 | 0 | 0
|  |  |  | % Energy Savings in Summer Peak | % | Calc P | Summer Peak (% of Annual) | Savings Period | -1062% | -1062% | -1062% | -1062% | -1062% | -1062% | -1062% | -1062% | -1062% | -1062% | -1062% | -1062% | -1062% | -1062% | -1062% | -1062% | -1062% | -1062% | -1062% | -1062% | -1062% | -1062% | -1062% | -1062% | -1062% | -1062% | -1062% | -1062% | -1062% | -1062% | -1062% | -1062% | -1062%
|  |  |  | Cost of Electricity | $/kWh | Table 5 | Summer Peak |  | 3 | 0 | 0 | 0.049211 | 0.04687 | 0.043039 | 0.045313 | 0.045048 | 0.047955 | 0.050394 | 0.04919 | 0.051769 | 0.061427 | 0.06362 | 0.068123 | 0.060676 | 0.062739 | 0.067259 | 0.068288 | 0.069583 | 0.071126 | 0.072899 | 0.07489 | 0.077087 | 0.079481 | 0.082066 | 0.084837 | 0.08779 | 0.090923 | 0.094234 | 0.097724 | 0.10139 | 0.10525
|  |  | Summer Off-Peak Avoided Energy |  | $ |  |  |  |  | 0 | 0 | 0 | 0 | -29.4548 | -30.1683 | -29.0544 | -28.8925 | -28.4748 | -30.4661 | -31.34 | -36.397 | -36.506 | -35.4708 | 0 | 0 | 0 | 0 | 0 | 0 | 0 | 0 | 0 | 0 | 0 | 0 | 0 | 0 | 0 | 0 | 0 | 0
|  |  |  | Annual Energy Savings | kWh | Calc O |  |  |  | 0 | 0 | 0 | 0 | -61.0435 | -59.8226 | -58.6262 | -57.4536 | -56.3046 | -55.1785 | -54.0749 | -52.9934 | -51.9335 | -50.8949 | 0 | 0 | 0 | 0 | 0 | 0 | 0 | 0 | 0 | 0 | 0 | 0 | 0 | 0 | 0 | 0 | 0 | 0
|  |  |  | % Energy Savings in Summer Off-Peak | % | Calc P | Summer Off-Peak (% of Annual) | Savings Period | 1154% | 1154% | 1154% | 1154% | 1154% | 1154% | 1154% | 1154% | 1154% | 1154% | 1154% | 1154% | 1154% | 1154% | 1154% | 1154% | 1154% | 1154% | 1154% | 1154% | 1154% | 1154% | 1154% | 1154% | 1154% | 1154% | 1154% | 1154% | 1154% | 1154% | 1154% | 1154% | 1154%
|  |  |  | Cost of Electricity | $/kWh | Table 5 | Summer Off-Peak |  | 4 | 0 | 0 | 0.042764 | 0.04291 | 0.041819 | 0.043706 | 0.042951 | 0.043583 | 0.04383 | 0.047852 | 0.050229 | 0.059524 | 0.060921 | 0.060402 | 0.055561 | 0.060306 | 0.064544 | 0.065616 | 0.066962 | 0.068564 | 0.070407 | 0.072477 | 0.074764 | 0.077261 | 0.07996 | 0.082859 | 0.085953 | 0.089243 | 0.092728 | 0.096409 | 0.10029 | 0.10437
Avoided Generation Capacity - Passive |  |  |  |  | $ |  |  |  |  | 0 | 0 | 0 | 0 | 0 | 0 | 0 | 0 | 0 | 42.0761 | 77.9129 | 105.8787 | 149.1517 | 179.5979 | 181.3145 | 223.6852 | 178.7506 | 188.0303 | 197.7917 | 145.6419 | 109.4305 | 69.0669 | 24.2175 | 0 | 0 | 0 | 0 | 0 | 0 | 0 | 0 | 0
| Benefits from ES |  |  |  | $ |  |  |  |  | 0 | 0 | 0 | 0 | 0 | 0 | 0 | 0 | 0 | 42.0761 | 77.9129 | 105.8787 | 149.1517 | 179.5979 | 181.3145 | 223.6852 | 178.7506 | 188.0303 | 197.7917 | 145.6419 | 109.4305 | 69.0669 | 24.2175 | 0 | 0 | 0 | 0 | 0 | 0 | 0 | 0 | 0
|  |  |  | Summer Capacity Savings | kW | Calc O |  |  |  | 0 | 0 | 0 | 0 | 0 | 0 | 0 | 0 | 0 | 0 | 0 | 0 | 0 | 0 | 0 | 0 | 0 | 0 | 0 | 0 | 0 | 0 | 0 | 0 | 0 | 0 | 0 | 0 | 0 | 0 | 0 | 0
|  |  |  | Retail Capacity Costs - Cleared | $/kW | Table 6 | Retail Cost of Capacity - Cleared |  | 1 | 0 | 0 | 66.3628 | 56.2731 | 35.7481 | 40.5503 | 40.9541 | 44.2134 | 48.7184 | 52.739 | 58.5945 | 56.8759 | 62.3165 | 67.5335 | 68.1789 | 84.1114 | 67.2148 | 70.7042 | 74.3748 | 78.2359 | 82.2974 | 86.5698 | 91.064 | 95.7915 | 100.7644 | 105.9955 | 111.4981 | 117.2864 | 123.3752 | 129.7801 | 136.5175 | 143.6047
|  |  |  | Summer Capacity Savings | kW | Calc O |  |  |  | 2.16 | 2.16 | 2.16 | 2.16 | 2.16 | 2.16 | 2.16 | 2.16 | 2.16 | 2.16 | 2.16 | 2.16 | 2.16 | 2.16 | 2.16 | 2.16 | 2.16 | 2.16 | 2.16 | 2.16 | 2.16 | 2.16 | 2.16 | 2.16 | 2.16 | 2.16 | 2.16 | 2.16 | 2.16 | 2.16 | 2.16 | 2.16
|  |  |  | Retail Capacity Costs - Uncleared | $/kW | Table 6 | Retail Cost of Capacity - Uncleared ¦ 2023 ¦ 10 |  | 21 | 0 | 0 | 0 | 0 | 0 | 0 | 0 | 0 | 0 | 19.4797 | 36.0708 | 49.0179 | 69.0517 | 83.1472 | 83.9419 | 103.558 | 82.7549 | 87.051 | 91.5702 | 67.4268 | 50.6623 | 31.9754 | 11.2118 | 0 | 0 | 0 | 0 | 0 | 0 | 0 | 0 | 0
Avoided Generation Capacity - Active |  |  |  |  | $ |  |  |  |  | 0 | 0 | 0 | 0 | 0 | 0 | 0 | 0 | 0 | 28.0507 | 51.9419 | 70.5858 | 99.4345 | 119.732 | 120.8764 | 149.1235 | 119.1671 | 125.3535 | 131.8611 | 97.0946 | 72.9537 | 46.0446 | 16.145 | 0 | 0 | 0 | 0 | 0 | 0 | 0 | 0 | 0
| Benefits from ES |  |  |  | $ |  |  |  |  | 0 | 0 | 0 | 0 | 0 | 0 | 0 | 0 | 0 | 28.0507 | 51.9419 | 70.5858 | 99.4345 | 119.732 | 120.8764 | 149.1235 | 119.1671 | 125.3535 | 131.8611 | 97.0946 | 72.9537 | 46.0446 | 16.145 | 0 | 0 | 0 | 0 | 0 | 0 | 0 | 0 | 0
|  |  |  | Summer Capacity Savings | kW | Calc O |  |  |  | 0 | 0 | 0 | 0 | 0 | 0 | 0 | 0 | 0 | 0 | 0 | 0 | 0 | 0 | 0 | 0 | 0 | 0 | 0 | 0 | 0 | 0 | 0 | 0 | 0 | 0 | 0 | 0 | 0 | 0 | 0 | 0
|  |  |  | Retail Capacity Costs - Cleared | $/kW | Table 6 | Retail Cost of Capacity - Cleared |  | 1 | 0 | 0 | 66.3628 | 56.2731 | 35.7481 | 40.5503 | 40.9541 | 44.2134 | 48.7184 | 52.739 | 58.5945 | 56.8759 | 62.3165 | 67.5335 | 68.1789 | 84.1114 | 67.2148 | 70.7042 | 74.3748 | 78.2359 | 82.2974 | 86.5698 | 91.064 | 95.7915 | 100.7644 | 105.9955 | 111.4981 | 117.2864 | 123.3752 | 129.7801 | 136.5175 | 143.6047
|  |  |  | Summer Capacity Savings | kW | Calc O |  |  |  | 1.44 | 1.44 | 1.44 | 1.44 | 1.44 | 1.44 | 1.44 | 1.44 | 1.44 | 1.44 | 1.44 | 1.44 | 1.44 | 1.44 | 1.44 | 1.44 | 1.44 | 1.44 | 1.44 | 1.44 | 1.44 | 1.44 | 1.44 | 1.44 | 1.44 | 1.44 | 1.44 | 1.44 | 1.44 | 1.44 | 1.44 | 1.44
|  |  |  | Retail Capacity Costs - Uncleared | $/kW | Table 6 | Retail Cost of Capacity - Uncleared ¦ 2023 ¦ 10 |  | 21 | 0 | 0 | 0 | 0 | 0 | 0 | 0 | 0 | 0 | 19.4797 | 36.0708 | 49.0179 | 69.0517 | 83.1472 | 83.9419 | 103.558 | 82.7549 | 87.051 | 91.5702 | 67.4268 | 50.6623 | 31.9754 | 11.2118 | 0 | 0 | 0 | 0 | 0 | 0 | 0 | 0 | 0
Avoided T&D Capacity - Passive |  |  |  |  | $ |  |  |  |  | 0 | 0 | 0 | 0 | 145.8964 | 297.6286 | 303.5811 | 309.6528 | 315.8458 | 322.1627 | 328.606 | 335.1781 | 341.8817 | 348.7193 | 0 | 0 | 0 | 0 | 0 | 0 | 0 | 0 | 0 | 0 | 0 | 0 | 0 | 0 | 0 | 0 | 0 | 0
| Benefits from ES |  |  |  | $ |  |  |  |  | 0 | 0 | 0 | 0 | 291.7927 | 297.6286 | 303.5811 | 309.6528 | 315.8458 | 322.1627 | 328.606 | 335.1781 | 341.8817 | 348.7193 | 0 | 0 | 0 | 0 | 0 | 0 | 0 | 0 | 0 | 0 | 0 | 0 | 0 | 0 | 0 | 0 | 0 | 0
|  |  |  | Summer Capacity Savings | kW | Calc O |  |  |  | 0 | 0 | 0 | 0 | 2.16 | 2.16 | 2.16 | 2.16 | 2.16 | 2.16 | 2.16 | 2.16 | 2.16 | 2.16 | 0 | 0 | 0 | 0 | 0 | 0 | 0 | 0 | 0 | 0 | 0 | 0 | 0 | 0 | 0 | 0 | 0 | 0
|  |  |  | Distribution Capacity Benefits | $/kW | Table 6 | Distribution Capacity Cost |  | 32 | 0 | 30.89 | 31.5078 | 32.138 | 32.7807 | 33.4363 | 34.1051 | 34.7872 | 35.4829 | 36.1926 | 36.9164 | 37.6547 | 38.4078 | 39.176 | 39.9595 | 40.7587 | 41.5739 | 42.4054 | 43.2535 | 44.1185 | 45.0009 | 45.9009 | 46.8189 | 47.7553 | 48.7104 | 49.6846 | 50.6783 | 51.6919 | 52.7257 | 53.7802 | 54.8558 | 55.953
|  |  |  | Transmission Capacity Benefits | $/kW | Table 6 | Transmission Capacity Cost |  | 33 | 0 | 0.86 | 0.8772 | 0.89474 | 0.91264 | 0.93089 | 0.94951 | 0.9685 | 0.98787 | 1.0076 | 1.0278 | 1.0483 | 1.0693 | 1.0907 | 1.1125 | 1.1348 | 1.1574 | 1.1806 | 1.2042 | 1.2283 | 1.2529 | 1.2779 | 1.3035 | 1.3295 | 1.3561 | 1.3833 | 1.4109 | 1.4391 | 1.4679 | 1.4973 | 1.5272 | 1.5578
|  |  |  | PTF Transmission Capacity Benefits | $/kW | Table 6 | Pooled Transmission Facilities Capacity Cost |  | 34 | 0 | 0 | 97.4585 | 99.4077 | 101.3959 | 103.4238 | 105.4923 | 107.6021 | 109.7541 | 111.9492 | 114.1882 | 116.472 | 118.8014 | 121.1774 | 123.601 | 126.073 | 128.5945 | 131.1679 | 133.7927 | 136.4702 | 139.2011 | 141.9868 | 144.8282 | 147.7264 | 150.6827 | 153.6981 | 156.7738 | 159.9111 | 163.1112 | 166.3753 | 169.7048 | 173.1008
Avoided T&D Capacity - Active |  |  |  |  | $ |  |  |  |  | 0 | 0 | 0 | 0 | 97.2642 | 198.419 | 202.3874 | 206.4352 | 210.5639 | 214.7752 | 219.0707 | 223.4521 | 227.9211 | 232.4795 | 0 | 0 | 0 | 0 | 0 | 0 | 0 | 0 | 0 | 0 | 0 | 0 | 0 | 0 | 0 | 0 | 0 | 0
| Benefits from ES |  |  |  | $ |  |  |  |  | 0 | 0 | 0 | 0 | 194.5285 | 198.419 | 202.3874 | 206.4352 | 210.5639 | 214.7752 | 219.0707 | 223.4521 | 227.9211 | 232.4795 | 0 | 0 | 0 | 0 | 0 | 0 | 0 | 0 | 0 | 0 | 0 | 0 | 0 | 0 | 0 | 0 | 0 | 0
|  |  |  | Summer Capacity Savings | kW | Calc O |  |  |  | 0 | 0 | 0 | 0 | 1.44 | 1.44 | 1.44 | 1.44 | 1.44 | 1.44 | 1.44 | 1.44 | 1.44 | 1.44 | 0 | 0 | 0 | 0 | 0 | 0 | 0 | 0 | 0 | 0 | 0 | 0 | 0 | 0 | 0 | 0 | 0 | 0
|  |  |  | Distribution Capacity Benefits | $/kW | Table 6 | Distribution Capacity Cost |  | 32 | 0 | 30.89 | 31.5078 | 32.138 | 32.7807 | 33.4363 | 34.1051 | 34.7872 | 35.4829 | 36.1926 | 36.9164 | 37.6547 | 38.4078 | 39.176 | 39.9595 | 40.7587 | 41.5739 | 42.4054 | 43.2535 | 44.1185 | 45.0009 | 45.9009 | 46.8189 | 47.7553 | 48.7104 | 49.6846 | 50.6783 | 51.6919 | 52.7257 | 53.7802 | 54.8558 | 55.953
|  |  |  | Transmission Capacity Benefits | $/kW | Table 6 | Transmission Capacity Cost |  | 33 | 0 | 0.86 | 0.8772 | 0.89474 | 0.91264 | 0.93089 | 0.94951 | 0.9685 | 0.98787 | 1.0076 | 1.0278 | 1.0483 | 1.0693 | 1.0907 | 1.1125 | 1.1348 | 1.1574 | 1.1806 | 1.2042 | 1.2283 | 1.2529 | 1.2779 | 1.3035 | 1.3295 | 1.3561 | 1.3833 | 1.4109 | 1.4391 | 1.4679 | 1.4973 | 1.5272 | 1.5578
|  |  |  | PTF Transmission Capacity Benefits | $/kW | Table 6 | Pooled Transmission Facilities Capacity Cost |  | 34 | 0 | 0 | 97.4585 | 99.4077 | 101.3959 | 103.4238 | 105.4923 | 107.6021 | 109.7541 | 111.9492 | 114.1882 | 116.472 | 118.8014 | 121.1774 | 123.601 | 126.073 | 128.5945 | 131.1679 | 133.7927 | 136.4702 | 139.2011 | 141.9868 | 144.8282 | 147.7264 | 150.6827 | 153.6981 | 156.7738 | 159.9111 | 163.1112 | 166.3753 | 169.7048 | 173.1008
Reliability - Passive |  |  |  |  | $ |  |  |  |  | 0 | 0 | 0 | 0 | 20.122 | 45.3408 | 46.3385 | 48.849 | 54.0314 | 41.1836 | 31.1284 | 16.6117 | 5.212 | 0 | 0 | 0 | 0 | 0 | 0 | 0 | 0 | 0 | 0 | 0 | 0 | 0 | 0 | 0 | 0 | 0 | 0 | 0
| Benefits from ES |  |  |  | $ |  |  |  |  | 0 | 0 | 0 | 0 | 40.244 | 45.3408 | 46.3385 | 48.849 | 54.0314 | 41.1836 | 31.1284 | 16.6117 | 5.212 | 0 | 0 | 0 | 0 | 0 | 0 | 0 | 0 | 0 | 0 | 0 | 0 | 0 | 0 | 0 | 0 | 0 | 0 | 0
|  |  |  | Summer Capacity Savings | kW | Calc O |  |  |  | 0 | 0 | 0 | 0 | 0 | 0 | 0 | 0 | 0 | 0 | 0 | 0 | 0 | 0 | 0 | 0 | 0 | 0 | 0 | 0 | 0 | 0 | 0 | 0 | 0 | 0 | 0 | 0 | 0 | 0 | 0 | 0
|  |  |  | Retail Reliability | $/kW | Table 13 | Retail Reliability - Cleared ¦ 2023 |  | 3 | 0 | 0 | 0 | 0 | 2.3243 | 2.3413 | 1.9604 | 1.4664 | 1.3585 | 0.75896 | 0 | 0 | 0 | 0 | 0 | 0 | 0 | 0 | 0 | 0 | 0 | 0 | 0 | 0 | 0 | 0 | 0 | 0 | 0 | 0 | 0 | 0
|  |  |  | Summer Capacity Savings | kW | Calc O |  |  |  | 0 | 0 | 0 | 0 | 2.16 | 2.16 | 2.16 | 2.16 | 2.16 | 2.16 | 2.16 | 2.16 | 2.16 | 2.16 | 0 | 0 | 0 | 0 | 0 | 0 | 0 | 0 | 0 | 0 | 0 | 0 | 0 | 0 | 0 | 0 | 0 | 0
|  |  |  | Retail Reliability | $/kW | Table 13 | Retail Reliability - Uncleared ¦ 2023 |  | 4 | 0 | 0 | 0 | 0 | 18.6315 | 20.9911 | 21.453 | 22.6153 | 25.0145 | 19.0665 | 14.4113 | 7.6906 | 2.413 | 0 | 0 | 0 | 0 | 0 | 0 | 0 | 0 | 0 | 0 | 0 | 0 | 0 | 0 | 0 | 0 | 0 | 0 | 0
Reliability - Active |  |  |  |  | $ |  |  |  |  | 0 | 0 | 0 | 0 | 13.4147 | 30.2272 | 30.8924 | 32.566 | 36.0209 | 27.4558 | 20.7523 | 11.0744 | 3.4747 | 0 | 0 | 0 | 0 | 0 | 0 | 0 | 0 | 0 | 0 | 0 | 0 | 0 | 0 | 0 | 0 | 0 | 0 | 0
| Benefits from ES |  |  |  | $ |  |  |  |  | 0 | 0 | 0 | 0 | 26.8293 | 30.2272 | 30.8924 | 32.566 | 36.0209 | 27.4558 | 20.7523 | 11.0744 | 3.4747 | 0 | 0 | 0 | 0 | 0 | 0 | 0 | 0 | 0 | 0 | 0 | 0 | 0 | 0 | 0 | 0 | 0 | 0 | 0
|  |  |  | Summer Capacity Savings | kW | Calc O |  |  |  | 0 | 0 | 0 | 0 | 0 | 0 | 0 | 0 | 0 | 0 | 0 | 0 | 0 | 0 | 0 | 0 | 0 | 0 | 0 | 0 | 0 | 0 | 0 | 0 | 0 | 0 | 0 | 0 | 0 | 0 | 0 | 0
|  |  |  | Retail Reliability | $/kW | Table 13 | Retail Reliability - Cleared ¦ 2023 |  | 3 | 0 | 0 | 0 | 0 | 2.3243 | 2.3413 | 1.9604 | 1.4664 | 1.3585 | 0.75896 | 0 | 0 | 0 | 0 | 0 | 0 | 0 | 0 | 0 | 0 | 0 | 0 | 0 | 0 | 0 | 0 | 0 | 0 | 0 | 0 | 0 | 0
|  |  |  | Summer Capacity Savings | kW | Calc O |  |  |  | 0 | 0 | 0 | 0 | 1.44 | 1.44 | 1.44 | 1.44 | 1.44 | 1.44 | 1.44 | 1.44 | 1.44 | 1.44 | 0 | 0 | 0 | 0 | 0 | 0 | 0 | 0 | 0 | 0 | 0 | 0 | 0 | 0 | 0 | 0 | 0 | 0
|  |  |  | Retail Reliability | $/kW | Table 13 | Retail Reliability - Uncleared ¦ 2023 |  | 4 | 0 | 0 | 0 | 0 | 18.6315 | 20.9911 | 21.453 | 22.6153 | 25.0145 | 19.0665 | 14.4113 | 7.6906 | 2.413 | 0 | 0 | 0 | 0 | 0 | 0 | 0 | 0 | 0 | 0 | 0 | 0 | 0 | 0 | 0 | 0 | 0 | 0 | 0
DRIPE Energy Impacts |  |  |  |  | $ |  |  |  |  | 0 | 0 | 0 | 0 | 1.5192 | 5.0084 | 5.9654 | 6.7419 | 7.8218 | 5.6605 | 5.6755 | 5.6703 | 5.8773 | 6.5823 | 0 | 0 | 0 | 0 | 0 | 0 | 0 | 0 | 0 | 0 | 0 | 0 | 0 | 0 | 0 | 0 | 0 | 0
| Benefits from ES |  |  |  | $ |  |  |  |  | 0 | 0 | 0 | 0 | 3.0385 | 5.0084 | 5.9654 | 6.7419 | 7.8218 | 5.6605 | 5.6755 | 5.6703 | 5.8773 | 6.5823 | 0 | 0 | 0 | 0 | 0 | 0 | 0 | 0 | 0 | 0 | 0 | 0 | 0 | 0 | 0 | 0 | 0 | 0
|  | Intrastate Energy DRIPE |  |  | $ |  |  |  |  | 0 | 0 | 0 | 0 | 0.55301 | 0.89517 | 0.90571 | 1.0668 | 1.3306 | 1.0243 | 1.0374 | 1.1669 | 1.5326 | 1.6614 | 0 | 0 | 0 | 0 | 0 | 0 | 0 | 0 | 0 | 0 | 0 | 0 | 0 | 0 | 0 | 0 | 0 | 0
|  |  | Winter Peak Intrastate DRIPE |  | $ |  |  |  |  | 0 | 0 | 0 | 0 | 0.26068 | 0.38636 | 0.37552 | 0.38272 | 0.42461 | 0.42714 | 0.42383 | 0.46212 | 0.58095 | 0.5012 | 0 | 0 | 0 | 0 | 0 | 0 | 0 | 0 | 0 | 0 | 0 | 0 | 0 | 0 | 0 | 0 | 0 | 0
|  |  |  | Annual Energy Savings | kWh | Calc O |  |  |  | 0 | 0 | 0 | 0 | -61.0435 | -59.8226 | -58.6262 | -57.4536 | -56.3046 | -55.1785 | -54.0749 | -52.9934 | -51.9335 | -50.8949 | 0 | 0 | 0 | 0 | 0 | 0 | 0 | 0 | 0 | 0 | 0 | 0 | 0 | 0 | 0 | 0 | 0 | 0
|  |  |  | % Energy Savings in Winter Peak | % | Calc P | Winter Peak (% of Annual) | Savings Period | -88.46% | -88.46% | -88.46% | -88.46% | -88.46% | -88.46% | -88.46% | -88.46% | -88.46% | -88.46% | -88.46% | -88.46% | -88.46% | -88.46% | -88.46% | -88.46% | -88.46% | -88.46% | -88.46% | -88.46% | -88.46% | -88.46% | -88.46% | -88.46% | -88.46% | -88.46% | -88.46% | -88.46% | -88.46% | -88.46% | -88.46% | -88.46% | -88.46%
|  |  |  | Energy DRIPE | $/kWh | Table 8 | Winter Peak | 2023 | 5 | 0 | 0 | 0 | 0 | 0.0048274 | 0.0073008 | 0.0072408 | 0.0075303 | 0.008525 | 0.0087509 | 0.0088602 | 0.0098578 | 0.012645 | 0.011132 | 0.0077808 | 0 | 0 | 0 | 0 | 0 | 0 | 0 | 0 | 0 | 0 | 0 | 0 | 0 | 0 | 0 | 0 | 0
|  |  | Winter Off-Peak Intrastate DRIPE |  | $ |  |  |  |  | 0 | 0 | 0 | 0 | -0.24605 | -0.36529 | -0.35559 | -0.35213 | -0.37607 | -0.40693 | -0.41042 | -0.44557 | -0.56031 | -0.4563 | 0 | 0 | 0 | 0 | 0 | 0 | 0 | 0 | 0 | 0 | 0 | 0 | 0 | 0 | 0 | 0 | 0 | 0
|  |  |  | Annual Energy Savings | kWh | Calc O |  |  |  | 0 | 0 | 0 | 0 | -61.0435 | -59.8226 | -58.6262 | -57.4536 | -56.3046 | -55.1785 | -54.0749 | -52.9934 | -51.9335 | -50.8949 | 0 | 0 | 0 | 0 | 0 | 0 | 0 | 0 | 0 | 0 | 0 | 0 | 0 | 0 | 0 | 0 | 0 | 0
|  |  |  | % Energy Savings in Winter Off-Peak | % | Calc P | Winter Off-Peak (% of Annual) | Savings Period | 96.15% | 96.15% | 96.15% | 96.15% | 96.15% | 96.15% | 96.15% | 96.15% | 96.15% | 96.15% | 96.15% | 96.15% | 96.15% | 96.15% | 96.15% | 96.15% | 96.15% | 96.15% | 96.15% | 96.15% | 96.15% | 96.15% | 96.15% | 96.15% | 96.15% | 96.15% | 96.15% | 96.15% | 96.15% | 96.15% | 96.15% | 96.15% | 96.15%
|  |  |  | Energy DRIPE | $/kWh | Table 8 | Winter Off-Peak | 2023 | 6 | 0 | 0 | 0 | 0 | 0.0041919 | 0.0063504 | 0.006308 | 0.0063741 | 0.0069465 | 0.0076698 | 0.0078934 | 0.0087444 | 0.011221 | 0.0093242 | 0.0066517 | 0 | 0 | 0 | 0 | 0 | 0 | 0 | 0 | 0 | 0 | 0 | 0 | 0 | 0 | 0 | 0 | 0
|  |  | Summer Peak Intrastate DRIPE |  | $ |  |  |  |  | 0 | 0 | 0 | 0 | 1.7943 | 2.8478 | 2.8209 | 2.9423 | 3.3344 | 3.3468 | 3.3795 | 3.7453 | 4.7786 | 4.2315 | 0 | 0 | 0 | 0 | 0 | 0 | 0 | 0 | 0 | 0 | 0 | 0 | 0 | 0 | 0 | 0 | 0 | 0
|  |  |  | Annual Energy Savings | kWh | Calc O |  |  |  | 0 | 0 | 0 | 0 | -61.0435 | -59.8226 | -58.6262 | -57.4536 | -56.3046 | -55.1785 | -54.0749 | -52.9934 | -51.9335 | -50.8949 | 0 | 0 | 0 | 0 | 0 | 0 | 0 | 0 | 0 | 0 | 0 | 0 | 0 | 0 | 0 | 0 | 0 | 0
|  |  |  | % Energy Savings in Summer Peak | % | Calc P | Summer Peak (% of Annual) | Savings Period | -1062% | -1062% | -1062% | -1062% | -1062% | -1062% | -1062% | -1062% | -1062% | -1062% | -1062% | -1062% | -1062% | -1062% | -1062% | -1062% | -1062% | -1062% | -1062% | -1062% | -1062% | -1062% | -1062% | -1062% | -1062% | -1062% | -1062% | -1062% | -1062% | -1062% | -1062% | -1062% | -1062%
|  |  |  | Energy DRIPE | $/kWh | Table 8 | Summer Peak | 2023 | 7 | 0 | 0 | 0 | 0 | 0.002769 | 0.0044844 | 0.0045327 | 0.0048243 | 0.0055788 | 0.0057137 | 0.0058874 | 0.0066577 | 0.0086679 | 0.0078322 | 0.0054663 | 0 | 0 | 0 | 0 | 0 | 0 | 0 | 0 | 0 | 0 | 0 | 0 | 0 | 0 | 0 | 0 | 0
|  |  | Summer Off-Peak Intrastate DRIPE |  | $ |  |  |  |  | 0 | 0 | 0 | 0 | -1.2559 | -1.9737 | -1.9351 | -1.9061 | -2.0524 | -2.3427 | -2.3555 | -2.5949 | -3.2666 | -2.615 | 0 | 0 | 0 | 0 | 0 | 0 | 0 | 0 | 0 | 0 | 0 | 0 | 0 | 0 | 0 | 0 | 0 | 0
|  |  |  | Annual Energy Savings | kWh | Calc O |  |  |  | 0 | 0 | 0 | 0 | -61.0435 | -59.8226 | -58.6262 | -57.4536 | -56.3046 | -55.1785 | -54.0749 | -52.9934 | -51.9335 | -50.8949 | 0 | 0 | 0 | 0 | 0 | 0 | 0 | 0 | 0 | 0 | 0 | 0 | 0 | 0 | 0 | 0 | 0 | 0
|  |  |  | % Energy Savings in Summer Off-Peak | % | Calc P | Summer Off-Peak (% of Annual) | Savings Period | 1154% | 1154% | 1154% | 1154% | 1154% | 1154% | 1154% | 1154% | 1154% | 1154% | 1154% | 1154% | 1154% | 1154% | 1154% | 1154% | 1154% | 1154% | 1154% | 1154% | 1154% | 1154% | 1154% | 1154% | 1154% | 1154% | 1154% | 1154% | 1154% | 1154% | 1154% | 1154% | 1154%
|  |  |  | Energy DRIPE | $/kWh | Table 8 | Summer Off-Peak | 2023 | 8 | 0 | 0 | 0 | 0 | 0.0017831 | 0.0028593 | 0.0028606 | 0.0028752 | 0.0031591 | 0.0036796 | 0.0037753 | 0.0042438 | 0.0054513 | 0.004453 | 0.0032892 | 0 | 0 | 0 | 0 | 0 | 0 | 0 | 0 | 0 | 0 | 0 | 0 | 0 | 0 | 0 | 0 | 0
|  | Rest-of-Pool Energy DRIPE |  |  | $ |  |  |  |  | 0 | 0 | 0 | 0 | 2.4855 | 4.1132 | 5.0596 | 5.6751 | 6.4912 | 4.6362 | 4.6381 | 4.5034 | 4.3446 | 4.9209 | 0 | 0 | 0 | 0 | 0 | 0 | 0 | 0 | 0 | 0 | 0 | 0 | 0 | 0 | 0 | 0 | 0 | 0
|  |  | Winter Peak Rest-of-Pool DRIPE |  | $ |  |  |  |  | 0 | 0 | 0 | 0 | 1.2579 | 1.8873 | 2.2462 | 2.1897 | 2.2106 | 2.0954 | 2.0568 | 1.9473 | 1.7869 | 1.5587 | 0 | 0 | 0 | 0 | 0 | 0 | 0 | 0 | 0 | 0 | 0 | 0 | 0 | 0 | 0 | 0 | 0 | 0
|  |  |  | Annual Energy Savings | kWh | Calc O |  |  |  | 0 | 0 | 0 | 0 | -61.0435 | -59.8226 | -58.6262 | -57.4536 | -56.3046 | -55.1785 | -54.0749 | -52.9934 | -51.9335 | -50.8949 | 0 | 0 | 0 | 0 | 0 | 0 | 0 | 0 | 0 | 0 | 0 | 0 | 0 | 0 | 0 | 0 | 0 | 0
|  |  |  | % Energy Savings in Winter Peak | % | Calc P | Winter Peak (% of Annual) | Savings Period | -88.46% | -88.46% | -88.46% | -88.46% | -88.46% | -88.46% | -88.46% | -88.46% | -88.46% | -88.46% | -88.46% | -88.46% | -88.46% | -88.46% | -88.46% | -88.46% | -88.46% | -88.46% | -88.46% | -88.46% | -88.46% | -88.46% | -88.46% | -88.46% | -88.46% | -88.46% | -88.46% | -88.46% | -88.46% | -88.46% | -88.46% | -88.46% | -88.46%
|  |  |  | Energy DRIPE | $/kWh | Table 11 | Winter Peak | 2023 | 5 | 0 | 0 | 0 | 0 | 0.023294 | 0.035664 | 0.043312 | 0.043084 | 0.044382 | 0.042928 | 0.042996 | 0.04154 | 0.038895 | 0.034622 | 0.024346 | 0 | 0 | 0 | 0 | 0 | 0 | 0 | 0 | 0 | 0 | 0 | 0 | 0 | 0 | 0 | 0 | 0
|  |  | Winter Off-Peak Rest-of-Pool DRIPE |  | $ |  |  |  |  | 0 | 0 | 0 | 0 | -1.2082 | -1.8163 | -2.1651 | -2.0512 | -1.9931 | -2.034 | -2.0396 | -1.9243 | -1.7677 | -1.4528 | 0 | 0 | 0 | 0 | 0 | 0 | 0 | 0 | 0 | 0 | 0 | 0 | 0 | 0 | 0 | 0 | 0 | 0
|  |  |  | Annual Energy Savings | kWh | Calc O |  |  |  | 0 | 0 | 0 | 0 | -61.0435 | -59.8226 | -58.6262 | -57.4536 | -56.3046 | -55.1785 | -54.0749 | -52.9934 | -51.9335 | -50.8949 | 0 | 0 | 0 | 0 | 0 | 0 | 0 | 0 | 0 | 0 | 0 | 0 | 0 | 0 | 0 | 0 | 0 | 0
|  |  |  | % Energy Savings in Winter Off-Peak | % | Calc P | Winter Off-Peak (% of Annual) | Savings Period | 96.15% | 96.15% | 96.15% | 96.15% | 96.15% | 96.15% | 96.15% | 96.15% | 96.15% | 96.15% | 96.15% | 96.15% | 96.15% | 96.15% | 96.15% | 96.15% | 96.15% | 96.15% | 96.15% | 96.15% | 96.15% | 96.15% | 96.15% | 96.15% | 96.15% | 96.15% | 96.15% | 96.15% | 96.15% | 96.15% | 96.15% | 96.15% | 96.15%
|  |  |  | Energy DRIPE | $/kWh | Table 11 | Winter Off-Peak | 2023 | 6 | 0 | 0 | 0 | 0 | 0.020585 | 0.031575 | 0.038407 | 0.037129 | 0.036815 | 0.038336 | 0.039226 | 0.037764 | 0.035399 | 0.029686 | 0.021316 | 0 | 0 | 0 | 0 | 0 | 0 | 0 | 0 | 0 | 0 | 0 | 0 | 0 | 0 | 0 | 0 | 0
|  |  | Summer Peak Rest-of-Pool DRIPE |  | $ |  |  |  |  | 0 | 0 | 0 | 0 | 8.3973 | 13.5169 | 16.3452 | 16.2315 | 16.7739 | 15.8625 | 15.8962 | 15.2746 | 14.2528 | 12.8351 | 0 | 0 | 0 | 0 | 0 | 0 | 0 | 0 | 0 | 0 | 0 | 0 | 0 | 0 | 0 | 0 | 0 | 0
|  |  |  | Annual Energy Savings | kWh | Calc O |  |  |  | 0 | 0 | 0 | 0 | -61.0435 | -59.8226 | -58.6262 | -57.4536 | -56.3046 | -55.1785 | -54.0749 | -52.9934 | -51.9335 | -50.8949 | 0 | 0 | 0 | 0 | 0 | 0 | 0 | 0 | 0 | 0 | 0 | 0 | 0 | 0 | 0 | 0 | 0 | 0
|  |  |  | % Energy Savings in Summer Peak | % | Calc P | Summer Peak (% of Annual) | Savings Period | -1062% | -1062% | -1062% | -1062% | -1062% | -1062% | -1062% | -1062% | -1062% | -1062% | -1062% | -1062% | -1062% | -1062% | -1062% | -1062% | -1062% | -1062% | -1062% | -1062% | -1062% | -1062% | -1062% | -1062% | -1062% | -1062% | -1062% | -1062% | -1062% | -1062% | -1062% | -1062% | -1062%
|  |  |  | Energy DRIPE | $/kWh | Table 11 | Summer Peak | 2023 | 7 | 0 | 0 | 0 | 0 | 0.012959 | 0.021285 | 0.026264 | 0.026614 | 0.028064 | 0.027081 | 0.027692 | 0.027153 | 0.025853 | 0.023757 | 0.016699 | 0 | 0 | 0 | 0 | 0 | 0 | 0 | 0 | 0 | 0 | 0 | 0 | 0 | 0 | 0 | 0 | 0
|  |  | Summer Off-Peak Rest-of-Pool DRIPE |  | $ |  |  |  |  | 0 | 0 | 0 | 0 | -5.9615 | -9.4747 | -11.3667 | -10.6949 | -10.5001 | -11.2878 | -11.2752 | -10.7943 | -9.9273 | -8.0202 | 0 | 0 | 0 | 0 | 0 | 0 | 0 | 0 | 0 | 0 | 0 | 0 | 0 | 0 | 0 | 0 | 0 | 0
|  |  |  | Annual Energy Savings | kWh | Calc O |  |  |  | 0 | 0 | 0 | 0 | -61.0435 | -59.8226 | -58.6262 | -57.4536 | -56.3046 | -55.1785 | -54.0749 | -52.9934 | -51.9335 | -50.8949 | 0 | 0 | 0 | 0 | 0 | 0 | 0 | 0 | 0 | 0 | 0 | 0 | 0 | 0 | 0 | 0 | 0 | 0
|  |  |  | % Energy Savings in Summer Off-Peak | % | Calc P | Summer Off-Peak (% of Annual) | Savings Period | 1154% | 1154% | 1154% | 1154% | 1154% | 1154% | 1154% | 1154% | 1154% | 1154% | 1154% | 1154% | 1154% | 1154% | 1154% | 1154% | 1154% | 1154% | 1154% | 1154% | 1154% | 1154% | 1154% | 1154% | 1154% | 1154% | 1154% | 1154% | 1154% | 1154% | 1154% | 1154% | 1154%
|  |  |  | Energy DRIPE | $/kWh | Table 11 | Summer Off-Peak | 2023 | 8 | 0 | 0 | 0 | 0 | 0.0084639 | 0.013726 | 0.016803 | 0.016133 | 0.016162 | 0.017729 | 0.018071 | 0.017653 | 0.016567 | 0.013657 | 0.010167 | 0 | 0 | 0 | 0 | 0 | 0 | 0 | 0 | 0 | 0 | 0 | 0 | 0 | 0 | 0 | 0 | 0
DRIPE Capacity Impacts - Passive |  |  |  |  | $ |  |  |  |  | 0 | 0 | 0 | 0 | 0 | 0 | 0 | 0 | 0 | 297.7157 | 463.0809 | 605.8837 | 719.7361 | 685.831 | 517.3759 | 6568.9884 | 192.9021 | 89.4289 | 23.551 | 0 | 0 | 0 | 0 | 0 | 0 | 0 | 0 | 0 | 0 | 0 | 0 | 0
| Benefits from ES |  |  |  | $ |  |  |  |  | 0 | 0 | 0 | 0 | 0 | 0 | 0 | 0 | 0 | 297.7157 | 463.0809 | 605.8837 | 719.7361 | 685.831 | 517.3759 | 6568.9884 | 192.9021 | 89.4289 | 23.551 | 0 | 0 | 0 | 0 | 0 | 0 | 0 | 0 | 0 | 0 | 0 | 0 | 0
|  |  | Intrastate Capacity DRIPE |  | $ |  |  |  |  | 0 | 0 | 0 | 0 | 0 | 0 | 0 | 0 | 0 | 65.7783 | 101.9308 | 132.7604 | 156.9965 | 148.7314 | 111.7575 | 1412.7745 | 41.3075 | 19.0618 | 4.9968 | 0 | 0 | 0 | 0 | 0 | 0 | 0 | 0 | 0 | 0 | 0 | 0 | 0
|  |  |  | Summer Capacity Savings - Cleared | kW | Calc O |  |  |  | 0 | 0 | 0 | 0 | 0 | 0 | 0 | 0 | 0 | 0 | 0 | 0 | 0 | 0 | 0 | 0 | 0 | 0 | 0 | 0 | 0 | 0 | 0 | 0 | 0 | 0 | 0 | 0 | 0 | 0 | 0 | 0
|  |  |  | DRIPE Capacity - Cleared | $/kW | Table 9 | Retail Capacity DRIPE - Cleared ¦ 2023 |  | 12 | 0 | 0 | 0 | 0 | 44.023 | 42.4998 | 36.0329 | 26.7828 | 26.3315 | 14.0161 | 0 | 0 | 0 | 0 | 0 | 0 | 0 | 0 | 0 | 0 | 0 | 0 | 0 | 0 | 0 | 0 | 0 | 0 | 0 | 0 | 0 | 0
|  |  |  | Summer Capacity Savings - Uncleared | kW | Calc O |  |  |  | 2.16 | 2.16 | 2.16 | 2.16 | 2.16 | 2.16 | 2.16 | 2.16 | 2.16 | 2.16 | 2.16 | 2.16 | 2.16 | 2.16 | 2.16 | 2.16 | 2.16 | 2.16 | 2.16 | 2.16 | 2.16 | 2.16 | 2.16 | 2.16 | 2.16 | 2.16 | 2.16 | 2.16 | 2.16 | 2.16 | 2.16 | 2.16
|  |  |  | DRIPE Capacity - Uncleared | $/kW | Table 9 | Retail Capacity DRIPE - Uncleared ¦ 2023 ¦ 10 |  | 22 | 0 | 0 | 0 | 0 | 0 | 0 | 0 | 0 | 0 | 30.4529 | 47.1902 | 61.4632 | 72.6836 | 68.8571 | 51.7396 | 654.0623 | 19.1238 | 8.8249 | 2.3133 | 0 | 0 | 0 | 0 | 0 | 0 | 0 | 0 | 0 | 0 | 0 | 0 | 0
|  |  | Rest-of-Pool Capacity DRIPE |  | $ |  |  |  |  | 0 | 0 | 0 | 0 | 0 | 0 | 0 | 0 | 0 | 231.9374 | 361.1501 | 473.1233 | 562.7397 | 537.0996 | 405.6183 | 5156.214 | 151.5946 | 70.3671 | 18.5542 | 0 | 0 | 0 | 0 | 0 | 0 | 0 | 0 | 0 | 0 | 0 | 0 | 0
|  |  |  | Summer Capacity Savings - Cleared | kW | Calc O |  |  |  | 0 | 0 | 0 | 0 | 0 | 0 | 0 | 0 | 0 | 0 | 0 | 0 | 0 | 0 | 0 | 0 | 0 | 0 | 0 | 0 | 0 | 0 | 0 | 0 | 0 | 0 | 0 | 0 | 0 | 0 | 0 | 0
|  |  |  | DRIPE Capacity - Cleared | $/kW | Table 12 | Retail Capacity DRIPE - Cleared ¦ 2023 |  | 12 | 0 | 0 | 0 | 0 | 150.7135 | 146.5009 | 124.5674 | 93.5501 | 92.3525 | 49.4215 | 0 | 0 | 0 | 0 | 0 | 0 | 0 | 0 | 0 | 0 | 0 | 0 | 0 | 0 | 0 | 0 | 0 | 0 | 0 | 0 | 0 | 0
|  |  |  | Summer Capacity Savings - Uncleared | kW | Calc O |  |  |  | 2.16 | 2.16 | 2.16 | 2.16 | 2.16 | 2.16 | 2.16 | 2.16 | 2.16 | 2.16 | 2.16 | 2.16 | 2.16 | 2.16 | 2.16 | 2.16 | 2.16 | 2.16 | 2.16 | 2.16 | 2.16 | 2.16 | 2.16 | 2.16 | 2.16 | 2.16 | 2.16 | 2.16 | 2.16 | 2.16 | 2.16 | 2.16
|  |  |  | DRIPE Capacity - Uncleared | $/kW | Table 12 | Retail Capacity DRIPE - Uncleared ¦ 2023 ¦ 10 |  | 22 | 0 | 0 | 0 | 0 | 0 | 0 | 0 | 0 | 0 | 107.3784 | 167.1991 | 219.0386 | 260.5276 | 248.6572 | 187.7863 | 2387.1361 | 70.1827 | 32.5774 | 8.5899 | 0 | 0 | 0 | 0 | 0 | 0 | 0 | 0 | 0 | 0 | 0 | 0 | 0
DRIPE Capacity Impacts - Active |  |  |  |  | $ |  |  |  |  | 0 | 0 | 0 | 0 | 0 | 0 | 0 | 0 | 0 | 198.4771 | 308.7206 | 403.9225 | 479.8241 | 457.2207 | 344.9172 | 4379.3256 | 128.6014 | 59.6193 | 15.7007 | 0 | 0 | 0 | 0 | 0 | 0 | 0 | 0 | 0 | 0 | 0 | 0 | 0
| Benefits from ES |  |  |  | $ |  |  |  |  | 0 | 0 | 0 | 0 | 0 | 0 | 0 | 0 | 0 | 198.4771 | 308.7206 | 403.9225 | 479.8241 | 457.2207 | 344.9172 | 4379.3256 | 128.6014 | 59.6193 | 15.7007 | 0 | 0 | 0 | 0 | 0 | 0 | 0 | 0 | 0 | 0 | 0 | 0 | 0
|  |  | Intrastate Capacity DRIPE |  | $ |  |  |  |  | 0 | 0 | 0 | 0 | 0 | 0 | 0 | 0 | 0 | 43.8522 | 67.9539 | 88.507 | 104.6643 | 99.1543 | 74.505 | 941.8497 | 27.5383 | 12.7079 | 3.3312 | 0 | 0 | 0 | 0 | 0 | 0 | 0 | 0 | 0 | 0 | 0 | 0 | 0
|  |  |  | Summer Capacity Savings - Cleared | kW | Calc O |  |  |  | 0 | 0 | 0 | 0 | 0 | 0 | 0 | 0 | 0 | 0 | 0 | 0 | 0 | 0 | 0 | 0 | 0 | 0 | 0 | 0 | 0 | 0 | 0 | 0 | 0 | 0 | 0 | 0 | 0 | 0 | 0 | 0
|  |  |  | DRIPE Capacity - Cleared | $/kW | Table 9 | Retail Capacity DRIPE - Cleared ¦ 2023 |  | 12 | 0 | 0 | 0 | 0 | 44.023 | 42.4998 | 36.0329 | 26.7828 | 26.3315 | 14.0161 | 0 | 0 | 0 | 0 | 0 | 0 | 0 | 0 | 0 | 0 | 0 | 0 | 0 | 0 | 0 | 0 | 0 | 0 | 0 | 0 | 0 | 0
|  |  |  | Summer Capacity Savings - Uncleared | kW | Calc O |  |  |  | 1.44 | 1.44 | 1.44 | 1.44 | 1.44 | 1.44 | 1.44 | 1.44 | 1.44 | 1.44 | 1.44 | 1.44 | 1.44 | 1.44 | 1.44 | 1.44 | 1.44 | 1.44 | 1.44 | 1.44 | 1.44 | 1.44 | 1.44 | 1.44 | 1.44 | 1.44 | 1.44 | 1.44 | 1.44 | 1.44 | 1.44 | 1.44
|  |  |  | DRIPE Capacity - Uncleared | $/kW | Table 9 | Retail Capacity DRIPE - Uncleared ¦ 2023 ¦ 10 |  | 22 | 0 | 0 | 0 | 0 | 0 | 0 | 0 | 0 | 0 | 30.4529 | 47.1902 | 61.4632 | 72.6836 | 68.8571 | 51.7396 | 654.0623 | 19.1238 | 8.8249 | 2.3133 | 0 | 0 | 0 | 0 | 0 | 0 | 0 | 0 | 0 | 0 | 0 | 0 | 0
|  |  | Rest-of-Pool Capacity DRIPE |  | $ |  |  |  |  | 0 | 0 | 0 | 0 | 0 | 0 | 0 | 0 | 0 | 154.6249 | 240.7667 | 315.4155 | 375.1598 | 358.0664 | 270.4122 | 3437.476 | 101.0631 | 46.9114 | 12.3695 | 0 | 0 | 0 | 0 | 0 | 0 | 0 | 0 | 0 | 0 | 0 | 0 | 0
|  |  |  | Summer Capacity Savings - Cleared | kW | Calc O |  |  |  | 0 | 0 | 0 | 0 | 0 | 0 | 0 | 0 | 0 | 0 | 0 | 0 | 0 | 0 | 0 | 0 | 0 | 0 | 0 | 0 | 0 | 0 | 0 | 0 | 0 | 0 | 0 | 0 | 0 | 0 | 0 | 0
|  |  |  | DRIPE Capacity - Cleared | $/kW | Table 12 | Retail Capacity DRIPE - Cleared ¦ 2023 |  | 12 | 0 | 0 | 0 | 0 | 150.7135 | 146.5009 | 124.5674 | 93.5501 | 92.3525 | 49.4215 | 0 | 0 | 0 | 0 | 0 | 0 | 0 | 0 | 0 | 0 | 0 | 0 | 0 | 0 | 0 | 0 | 0 | 0 | 0 | 0 | 0 | 0
|  |  |  | Summer Capacity Savings - Uncleared | kW | Calc O |  |  |  | 1.44 | 1.44 | 1.44 | 1.44 | 1.44 | 1.44 | 1.44 | 1.44 | 1.44 | 1.44 | 1.44 | 1.44 | 1.44 | 1.44 | 1.44 | 1.44 | 1.44 | 1.44 | 1.44 | 1.44 | 1.44 | 1.44 | 1.44 | 1.44 | 1.44 | 1.44 | 1.44 | 1.44 | 1.44 | 1.44 | 1.44 | 1.44
|  |  |  | DRIPE Capacity - Uncleared | $/kW | Table 12 | Retail Capacity DRIPE - Uncleared ¦ 2023 ¦ 10 |  | 22 | 0 | 0 | 0 | 0 | 0 | 0 | 0 | 0 | 0 | 107.3784 | 167.1991 | 219.0386 | 260.5276 | 248.6572 | 187.7863 | 2387.1361 | 70.1827 | 32.5774 | 8.5899 | 0 | 0 | 0 | 0 | 0 | 0 | 0 | 0 | 0 | 0 | 0 | 0 | 0
Cross-DRIPE Impacts |  |  |  |  | $ |  |  |  |  | 0 | 0 | 0 | 0 | -0.32966 | -0.92809 | -1.0516 | -0.92585 | -0.84524 | -0.61548 | -0.39246 | -0.29193 | -0.20027 | -0.1027 | 0 | 0 | 0 | 0 | 0 | 0 | 0 | 0 | 0 | 0 | 0 | 0 | 0 | 0 | 0 | 0 | 0 | 0
| Benefits from ES |  |  |  | $ |  |  |  |  | 0 | 0 | 0 | 0 | -0.65931 | -0.92809 | -1.0516 | -0.92585 | -0.84524 | -0.61548 | -0.39246 | -0.29193 | -0.20027 | -0.1027 | 0 | 0 | 0 | 0 | 0 | 0 | 0 | 0 | 0 | 0 | 0 | 0 | 0 | 0 | 0 | 0 | 0 | 0
|  |  |  | Annual Energy Savings | kWh | Calc O |  |  |  | 0 | 0 | 0 | 0 | -61.0435 | -59.8226 | -58.6262 | -57.4536 | -56.3046 | -55.1785 | -54.0749 | -52.9934 | -51.9335 | -50.8949 | 0 | 0 | 0 | 0 | 0 | 0 | 0 | 0 | 0 | 0 | 0 | 0 | 0 | 0 | 0 | 0 | 0 | 0
|  |  |  | Cross-DRIPE | $/kWh | Table 10 | Wholesale Cross-DRIPE | 2023 | 2 | 0 | 0 | 0 | 0 | 0.010801 | 0.015514 | 0.017937 | 0.016115 | 0.015012 | 0.011154 | 0.0072577 | 0.0055089 | 0.0038562 | 0.0020179 | 0.00065678 | 0.00045724 | 0.0004678 | 0.00047838 | 0.00048919 | 0.00050024 | 0.00051155 | 0.00052311 | 0.00053494 | 0.00054703 | 0.00055939 | 0.00057203 | 0.00058496 | 0.00059818 | 0.0006117 | 0.00062553 | 0.00063966 | 0.00065412
Non-Embedded Emissions |  |  |  |  | $ |  |  |  |  | 0 | 0 | 0 | 0 | -10.6149 | -13.136 | -11.1387 | -11.3671 | -11.5035 | -5.8566 | -4.5881 | -4.1124 | -4.3693 | -5.5423 | 0 | 0 | 0 | 0 | 0 | 0 | 0 | 0 | 0 | 0 | 0 | 0 | 0 | 0 | 0 | 0 | 0 | 0
| Benefits from ES |  |  |  | $ |  |  |  |  | 0 | 0 | 0 | 0 | -21.2298 | -13.136 | -11.1387 | -11.3671 | -11.5035 | -5.8566 | -4.5881 | -4.1124 | -4.3693 | -5.5423 | 0 | 0 | 0 | 0 | 0 | 0 | 0 | 0 | 0 | 0 | 0 | 0 | 0 | 0 | 0 | 0 | 0 | 0
|  |  | Winter Peak Avoided Energy |  | $ |  |  |  |  | 0 | 0 | 0 | 0 | 3.6015 | 2.9834 | 2.9947 | 2.7465 | 2.475 | 2.4976 | 2.3799 | 2.1957 | 2.0093 | 1.8178 | 0 | 0 | 0 | 0 | 0 | 0 | 0 | 0 | 0 | 0 | 0 | 0 | 0 | 0 | 0 | 0 | 0 | 0
|  |  |  | Annual Energy Savings | kWh | Calc O |  |  |  | 0 | 0 | 0 | 0 | -61.0435 | -59.8226 | -58.6262 | -57.4536 | -56.3046 | -55.1785 | -54.0749 | -52.9934 | -51.9335 | -50.8949 | 0 | 0 | 0 | 0 | 0 | 0 | 0 | 0 | 0 | 0 | 0 | 0 | 0 | 0 | 0 | 0 | 0 | 0
|  |  |  | % Energy Savings in Winter Peak | % | Calc P | Winter Peak (% of Annual) | Savings Period | -88.46% | -88.46% | -88.46% | -88.46% | -88.46% | -88.46% | -88.46% | -88.46% | -88.46% | -88.46% | -88.46% | -88.46% | -88.46% | -88.46% | -88.46% | -88.46% | -88.46% | -88.46% | -88.46% | -88.46% | -88.46% | -88.46% | -88.46% | -88.46% | -88.46% | -88.46% | -88.46% | -88.46% | -88.46% | -88.46% | -88.46% | -88.46% | -88.46%
|  |  |  | Cost of Energy | $/kWh | Table 7 | Winter Peak |  | 1 | 0 | 0 | 0.076755 | 0.064786 | 0.066694 | 0.056375 | 0.057744 | 0.054039 | 0.049691 | 0.051167 | 0.049752 | 0.046838 | 0.043737 | 0.040376 | 0.038207 | 0.036907 | 0.034392 | 0.032363 | 0.030457 | 0.028666 | 0.026984 | 0.025404 | 0.023919 | 0.022524 | 0.021214 | 0.019983 | 0.018827 | 0.017741 | 0.016721 | 0.015763 | 0.014863 | 0.014018
|  |  | Winter Off-Peak Avoided Energy |  | $ |  |  |  |  | 0 | 0 | 0 | 0 | -4.4116 | -3.5505 | -3.5993 | -3.4627 | -3.25 | -2.8988 | -2.6413 | -2.5072 | -2.3302 | -2.2048 | 0 | 0 | 0 | 0 | 0 | 0 | 0 | 0 | 0 | 0 | 0 | 0 | 0 | 0 | 0 | 0 | 0 | 0
|  |  |  | Annual Energy Savings | kWh | Calc O |  |  |  | 0 | 0 | 0 | 0 | -61.0435 | -59.8226 | -58.6262 | -57.4536 | -56.3046 | -55.1785 | -54.0749 | -52.9934 | -51.9335 | -50.8949 | 0 | 0 | 0 | 0 | 0 | 0 | 0 | 0 | 0 | 0 | 0 | 0 | 0 | 0 | 0 | 0 | 0 | 0
|  |  |  | % Energy Savings in Winter Off-Peak | % | Calc P | Winter Off-Peak (% of Annual) | Savings Period | 96.15% | 96.15% | 96.15% | 96.15% | 96.15% | 96.15% | 96.15% | 96.15% | 96.15% | 96.15% | 96.15% | 96.15% | 96.15% | 96.15% | 96.15% | 96.15% | 96.15% | 96.15% | 96.15% | 96.15% | 96.15% | 96.15% | 96.15% | 96.15% | 96.15% | 96.15% | 96.15% | 96.15% | 96.15% | 96.15% | 96.15% | 96.15% | 96.15%
|  |  |  | Cost of Electricity | $/kWh | Table 7 | Winter Off-Peak |  | 2 | 0 | 0 | 0.081215 | 0.065708 | 0.075161 | 0.061724 | 0.06385 | 0.06268 | 0.060031 | 0.054637 | 0.050799 | 0.049204 | 0.046664 | 0.045053 | 0.04105 | 0.037638 | 0.034327 | 0.031951 | 0.029743 | 0.027691 | 0.025784 | 0.024011 | 0.022363 | 0.020832 | 0.019409 | 0.018086 | 0.016857 | 0.015714 | 0.014653 | 0.013666 | 0.012749 | 0.011897
|  |  | Summer Peak Avoided Energy |  | $ |  |  |  |  | 0 | 0 | 0 | 0 | 39.3097 | 34.8404 | 36.8858 | 33.8566 | 33.3035 | 33.5673 | 30.7877 | 30.4063 | 26.9969 | 23.3404 | 0 | 0 | 0 | 0 | 0 | 0 | 0 | 0 | 0 | 0 | 0 | 0 | 0 | 0 | 0 | 0 | 0 | 0
|  |  |  | Annual Energy Savings | kWh | Calc O |  |  |  | 0 | 0 | 0 | 0 | -61.0435 | -59.8226 | -58.6262 | -57.4536 | -56.3046 | -55.1785 | -54.0749 | -52.9934 | -51.9335 | -50.8949 | 0 | 0 | 0 | 0 | 0 | 0 | 0 | 0 | 0 | 0 | 0 | 0 | 0 | 0 | 0 | 0 | 0 | 0
|  |  |  | % Energy Savings in Summer Peak | % | Calc P | Summer Peak (% of Annual) | Savings Period | -1062% | -1062% | -1062% | -1062% | -1062% | -1062% | -1062% | -1062% | -1062% | -1062% | -1062% | -1062% | -1062% | -1062% | -1062% | -1062% | -1062% | -1062% | -1062% | -1062% | -1062% | -1062% | -1062% | -1062% | -1062% | -1062% | -1062% | -1062% | -1062% | -1062% | -1062% | -1062% | -1062%
|  |  |  | Cost of Electricity | $/kWh | Table 7 | Summer Peak |  | 3 | 0 | 0 | 0.079516 | 0.064178 | 0.060663 | 0.054863 | 0.05927 | 0.055512 | 0.05572 | 0.057307 | 0.053635 | 0.054051 | 0.04897 | 0.043201 | 0.043315 | 0.041041 | 0.037982 | 0.035525 | 0.03323 | 0.031086 | 0.029083 | 0.027212 | 0.025464 | 0.023831 | 0.022305 | 0.020879 | 0.019548 | 0.018303 | 0.017141 | 0.016055 | 0.01504 | 0.014092
|  |  | Summer Off-Peak Avoided Energy |  | $ |  |  |  |  | 0 | 0 | 0 | 0 | -59.7293 | -47.4093 | -47.4199 | -44.5075 | -44.0319 | -39.0226 | -35.1144 | -34.2072 | -31.0453 | -28.4957 | 0 | 0 | 0 | 0 | 0 | 0 | 0 | 0 | 0 | 0 | 0 | 0 | 0 | 0 | 0 | 0 | 0 | 0
|  |  |  | Annual Energy Savings | kWh | Calc O |  |  |  | 0 | 0 | 0 | 0 | -61.0435 | -59.8226 | -58.6262 | -57.4536 | -56.3046 | -55.1785 | -54.0749 | -52.9934 | -51.9335 | -50.8949 | 0 | 0 | 0 | 0 | 0 | 0 | 0 | 0 | 0 | 0 | 0 | 0 | 0 | 0 | 0 | 0 | 0 | 0
|  |  |  | % Energy Savings in Summer Off-Peak | % | Calc P | Summer Off-Peak (% of Annual) | Savings Period | 1154% | 1154% | 1154% | 1154% | 1154% | 1154% | 1154% | 1154% | 1154% | 1154% | 1154% | 1154% | 1154% | 1154% | 1154% | 1154% | 1154% | 1154% | 1154% | 1154% | 1154% | 1154% | 1154% | 1154% | 1154% | 1154% | 1154% | 1154% | 1154% | 1154% | 1154% | 1154% | 1154%
|  |  |  | Cost of Electricity | $/kWh | Table 7 | Summer Off-Peak |  | 4 | 0 | 0 | 0.081235 | 0.071122 | 0.084801 | 0.068683 | 0.070101 | 0.067138 | 0.067776 | 0.061291 | 0.056278 | 0.055943 | 0.051808 | 0.048524 | 0.046135 | 0.041843 | 0.039445 | 0.036783 | 0.034303 | 0.031994 | 0.029842 | 0.027839 | 0.025972 | 0.024234 | 0.022615 | 0.021107 | 0.019702 | 0.018393 | 0.017174 | 0.016039 | 0.014982 | 0.013997
Market Revenue |  |  |  |  | $ |  |  |  |  | 0 | 0 | 0 | 0 | 0 | 0 | 0 | 0 | 0 | 0 | 0 | 0 | 0 | 0 | 0 | 0 | 0 | 0 | 0 | 0 | 0 | 0 | 0 | 0 | 0 | 0 | 0 | 0 | 0 | 0 | 0 | 0
| Benefits from ES |  |  |  | $ |  |  |  |  | 0 | 0 | 0 | 0 | 0 | 0 | 0 | 0 | 0 | 0 | 0 | 0 | 0 | 0 | 0 | 0 | 0 | 0 | 0 | 0 | 0 | 0 | 0 | 0 | 0 | 0 | 0 | 0 | 0 | 0 | 0 | 0
|  |  |  | Assumed to be Negligible | [5 empty] | 0 | 0 | 0 | 0 | 0 | 0 | 0 | 0 | 0 | 0 | 0 | 0 | 0 | 0 | 0 | 0 | 0 | 0 | 0 | 0 | 0 | 0 | 0 | 0 | 0 | 0 | 0 | 0 | 0 | 0 | 0 | 0
Avoided Ancillary Services |  |  |  |  | $ |  |  |  |  | 0 | 0 | 0 | 0 | 0 | 0 | 0 | 0 | 0 | 0 | 0 | 0 | 0 | 0 | 0 | 0 | 0 | 0 | 0 | 0 | 0 | 0 | 0 | 0 | 0 | 0 | 0 | 0 | 0 | 0 | 0 | 0
| Benefits from ES |  |  |  | $ |  |  |  |  | 0 | 0 | 0 | 0 | 0 | 0 | 0 | 0 | 0 | 0 | 0 | 0 | 0 | 0 | 0 | 0 | 0 | 0 | 0 | 0 | 0 | 0 | 0 | 0 | 0 | 0 | 0 | 0 | 0 | 0 | 0 | 0
|  |  |  | Assumed to be Negligible | [5 empty] | 0 | 0 | 0 | 0 | 0 | 0 | 0 | 0 | 0 | 0 | 0 | 0 | 0 | 0 | 0 | 0 | 0 | 0 | 0 | 0 | 0 | 0 | 0 | 0 | 0 | 0 | 0 | 0 | 0 | 0 | 0 | 0
Job Creation Benefits |  |  |  |  | $ |  |  |  |  | 0 | 0 | 0 | 0 | 0 | 0 | 0 | 0 | 0 | 0 | 0 | 0 | 0 | 0 | 0 | 0 | 0 | 0 | 0 | 0 | 0 | 0 | 0 | 0 | 0 | 0 | 0 | 0 | 0 | 0 | 0 | 0
| Benefits from ES |  |  |  | $ |  |  |  |  | 0 | 0 | 0 | 0 | 0 | 0 | 0 | 0 | 0 | 0 | 0 | 0 | 0 | 0 | 0 | 0 | 0 | 0 | 0 | 0 | 0 | 0 | 0 | 0 | 0 | 0 | 0 | 0 | 0 | 0 | 0 | 0
|  |  |  | Assumed to be Negligible | [5 empty] | 0 | 0 | 0 | 0 | 0 | 0 | 0 | 0 | 0 | 0 | 0 | 0 | 0 | 0 | 0 | 0 | 0 | 0 | 0 | 0 | 0 | 0 | 0 | 0 | 0 | 0 | 0 | 0 | 0 | 0 | 0 | 0
Net Societal Non-Energy Benefits |  |  |  |  | $ |  |  |  |  | 0 | 0 | 0 | 0 | 0 | 0 | 0 | 0 | 0 | 0 | 0 | 0 | 0 | 0 | 0 | 0 | 0 | 0 | 0 | 0 | 0 | 0 | 0 | 0 | 0 | 0 | 0 | 0 | 0 | 0 | 0 | 0
| Benefits from ES |  |  |  | $ |  |  |  |  | 0 | 0 | 0 | 0 | 0 | 0 | 0 | 0 | 0 | 0 | 0 | 0 | 0 | 0 | 0 | 0 | 0 | 0 | 0 | 0 | 0 | 0 | 0 | 0 | 0 | 0 | 0 | 0 | 0 | 0 | 0 | 0
|  |  |  | Assumed to be Negligible | [5 empty] | 0 | 0 | 0 | 0 | 0 | 0 | 0 | 0 | 0 | 0 | 0 | 0 | 0 | 0 | 0 | 0 | 0 | 0 | 0 | 0 | 0 | 0 | 0 | 0 | 0 | 0 | 0 | 0 | 0 | 0 | 0 | 0
Net Participant Non-Energy Benefits |  |  |  |  | $ |  |  |  |  | 0 | 0 | 0 | 0 | 0 | 0 | 0 | 0 | 0 | 0 | 0 | 0 | 0 | 0 | 0 | 0 | 0 | 0 | 0 | 0 | 0 | 0 | 0 | 0 | 0 | 0 | 0 | 0 | 0 | 0 | 0 | 0
| Benefits from ES |  |  |  | $ |  |  |  |  | 0 | 0 | 0 | 0 | 0 | 0 | 0 | 0 | 0 | 0 | 0 | 0 | 0 | 0 | 0 | 0 | 0 | 0 | 0 | 0 | 0 | 0 | 0 | 0 | 0 | 0 | 0 | 0 | 0 | 0 | 0 | 0
|  |  |  | Assumed to be Negligible | [5 empty] | 0 | 0 | 0 | 0 | 0 | 0 | 0 | 0 | 0 | 0 | 0 | 0 | 0 | 0 | 0 | 0 | 0 | 0 | 0 | 0 | 0 | 0 | 0 | 0 | 0 | 0 | 0 | 0 | 0 | 0 | 0 | 0
Net Avoided Backup Generator |  |  |  |  | $ |  |  |  |  | 0 | 0 | 0 | 0 | 2080.8 | 0 | 0 | 0 | 0 | 0 | 0 | 0 | 0 | 0 | 0 | 0 | 0 | 0 | 0 | 0 | 0 | 0 | 0 | 0 | 0 | 0 | 0 | 0 | 0 | 0 | 0 | 0
| Benefits from ES |  |  |  | $ |  |  |  |  | 1922.3376 | 1960.7843 | 2000 | 2040 | 2080.8 | 2122.416 | 2164.8643 | 2208.1616 | 2252.3248 | 2297.3713 | 2343.3188 | 2390.1851 | 2437.9888 | 2486.7486 | 2536.4836 | 2587.2133 | 2638.9575 | 2691.7367 | 2745.5714 | 2800.4828 | 2856.4925 | 2913.6223 | 2971.8948 | 3031.3327 | 3091.9593 | 3153.7985 | 3216.8745 | 3281.212 | 3346.8362 | 3413.773 | 3482.0484 | 3551.6894
|  |  |  | Year of ES Installation | Boolean |  | 2023 |  |  | FALSE | FALSE | FALSE | FALSE | TRUE | FALSE | FALSE | FALSE | FALSE | FALSE | FALSE | FALSE | FALSE | FALSE | FALSE | FALSE | FALSE | FALSE | FALSE | FALSE | FALSE | FALSE | FALSE | FALSE | FALSE | FALSE | FALSE | FALSE | FALSE | FALSE | FALSE | FALSE
|  |  |  | Average ES System Capacity | kW | Input F |  |  |  | 5 | 5 | 5 | 5 | 5 | 5 | 5 | 5 | 5 | 5 | 5 | 5 | 5 | 5 | 5 | 5 | 5 | 5 | 5 | 5 | 5 | 5 | 5 | 5 | 5 | 5 | 5 | 5 | 5 | 5 | 5 | 5
|  |  |  | Avoided Outage Benefit | $/kW | Input D |  |  |  | 384.4675 | 392.1569 | 400 | 408 | 416.16 | 424.4832 | 432.9729 | 441.6323 | 450.465 | 459.4743 | 468.6638 | 478.037 | 487.5978 | 497.3497 | 507.2967 | 517.4427 | 527.7915 | 538.3473 | 549.1143 | 560.0966 | 571.2985 | 582.7245 | 594.379 | 606.2665 | 618.3919 | 630.7597 | 643.3749 | 656.2424 | 669.3672 | 682.7546 | 696.4097 | 710.3379
Participant Bill Savings |  |  |  |  | $ |  |  |  |  | 0 | 0 | 0 | 0 | 70.2526 | 141.1374 | 141.7725 | 142.4105 | 143.0513 | 143.6951 | 144.3417 | 144.9912 | 145.6437 | 146.2991 | 0 | 0 | 0 | 0 | 0 | 0 | 0 | 0 | 0 | 0 | 0 | 0 | 0 | 0 | 0 | 0 | 0 | 0
| Benefits from ES |  |  |  | $ |  |  |  |  | 0 | 0 | 0 | 0 | 140.5051 | 141.1374 | 141.7725 | 142.4105 | 143.0513 | 143.6951 | 144.3417 | 144.9912 | 145.6437 | 146.2991 | 0 | 0 | 0 | 0 | 0 | 0 | 0 | 0 | 0 | 0 | 0 | 0 | 0 | 0 | 0 | 0 | 0 | 0
|  | Peak Period Bill Savings |  |  | $ |  |  |  |  | 0 | 0 | 0 | 0 | 263.5322 | 264.7181 | 265.9093 | 267.1059 | 268.3079 | 269.5153 | 270.7281 | 271.9464 | 273.1701 | 274.3994 | 0 | 0 | 0 | 0 | 0 | 0 | 0 | 0 | 0 | 0 | 0 | 0 | 0 | 0 | 0 | 0 | 0 | 0
|  |  | Summer Peak Period Bill Savings |  | $ |  |  |  |  | 0 | 0 | 0 | 0 | 243.2605 | 244.3551 | 245.4547 | 246.5593 | 247.6688 | 248.7833 | 249.9028 | 251.0274 | 252.157 | 253.2917 | 0 | 0 | 0 | 0 | 0 | 0 | 0 | 0 | 0 | 0 | 0 | 0 | 0 | 0 | 0 | 0 | 0 | 0
|  |  |  | Annual Energy Savings | kWh | Calc O |  |  |  | 0 | 0 | 0 | 0 | -61.0435 | -59.8226 | -58.6262 | -57.4536 | -56.3046 | -55.1785 | -54.0749 | -52.9934 | -51.9335 | -50.8949 | 0 | 0 | 0 | 0 | 0 | 0 | 0 | 0 | 0 | 0 | 0 | 0 | 0 | 0 | 0 | 0 | 0 | 0
|  |  |  | Summer Peak Energy Savings | % | Calc P | Summer Peak (% of Annual) | TOU Period | -1062% | -1062% | -1062% | -1062% | -1062% | -1062% | -1062% | -1062% | -1062% | -1062% | -1062% | -1062% | -1062% | -1062% | -1062% | -1062% | -1062% | -1062% | -1062% | -1062% | -1062% | -1062% | -1062% | -1062% | -1062% | -1062% | -1062% | -1062% | -1062% | -1062% | -1062% | -1062% | -1062%
|  |  |  | Summer Peak Energy Rate | $/kWh | Table 14 | Summer | Peak | 27 | 0.01 | 0.01 | 0.35731 | 0.36625 | 0.3754 | 0.38479 | 0.39441 | 0.40427 | 0.41437 | 0.42473 | 0.43535 | 0.44623 | 0.45739 | 0.46883 | 0.48055 | 0.49256 | 0.50487 | 0.5175 | 0.53043 | 0.54369 | 0.55729 | 0.57122 | 0.5855 | 0.60014 | 0.61514 | 0.63052 | 0.64628 | 0.66244 | 0.679 | 0.69597 | 0.71337 | 0.73121
|  |  | Winter Peak Period Bill Savings |  | $ |  |  |  |  | 0 | 0 | 0 | 0 | 20.2717 | 20.3629 | 20.4546 | 20.5466 | 20.6391 | 20.7319 | 20.8252 | 20.919 | 21.0131 | 21.1076 | 0 | 0 | 0 | 0 | 0 | 0 | 0 | 0 | 0 | 0 | 0 | 0 | 0 | 0 | 0 | 0 | 0 | 0
|  |  |  | Annual Energy Savings | kWh | Calc O |  |  |  | 0 | 0 | 0 | 0 | -61.0435 | -59.8226 | -58.6262 | -57.4536 | -56.3046 | -55.1785 | -54.0749 | -52.9934 | -51.9335 | -50.8949 | 0 | 0 | 0 | 0 | 0 | 0 | 0 | 0 | 0 | 0 | 0 | 0 | 0 | 0 | 0 | 0 | 0 | 0
|  |  |  | Winter Peak Energy Savings | % | Calc P | Winter Peak (% of Annual) | TOU Period | -88.46% | -88.46% | -88.46% | -88.46% | -88.46% | -88.46% | -88.46% | -88.46% | -88.46% | -88.46% | -88.46% | -88.46% | -88.46% | -88.46% | -88.46% | -88.46% | -88.46% | -88.46% | -88.46% | -88.46% | -88.46% | -88.46% | -88.46% | -88.46% | -88.46% | -88.46% | -88.46% | -88.46% | -88.46% | -88.46% | -88.46% | -88.46% | -88.46%
|  |  |  | Winter Peak Energy Rate | $/kWh | Table 14 | Winter | Peak | 31 | 0.01 | 0.01 | 0.35731 | 0.36625 | 0.3754 | 0.38479 | 0.39441 | 0.40427 | 0.41437 | 0.42473 | 0.43535 | 0.44623 | 0.45739 | 0.46883 | 0.48055 | 0.49256 | 0.50487 | 0.5175 | 0.53043 | 0.54369 | 0.55729 | 0.57122 | 0.5855 | 0.60014 | 0.61514 | 0.63052 | 0.64628 | 0.66244 | 0.679 | 0.69597 | 0.71337 | 0.73121
|  | Off-Peak Period Bill Savings |  |  | $ |  |  |  |  | 0 | 0 | 0 | 0 | -123.0271 | -123.5807 | -124.1368 | -124.6954 | -125.2566 | -125.8202 | -126.3864 | -126.9551 | -127.5264 | -128.1003 | 0 | 0 | 0 | 0 | 0 | 0 | 0 | 0 | 0 | 0 | 0 | 0 | 0 | 0 | 0 | 0 | 0 | 0
|  |  | Summer Off-Peak Period Bill Savings |  | $ |  |  |  |  | 0 | 0 | 0 | 0 | -113.5635 | -114.0745 | -114.5878 | -115.1035 | -115.6214 | -116.1417 | -116.6644 | -117.1894 | -117.7167 | -118.2464 | 0 | 0 | 0 | 0 | 0 | 0 | 0 | 0 | 0 | 0 | 0 | 0 | 0 | 0 | 0 | 0 | 0 | 0
|  |  |  | Annual Energy Savings | kWh | Calc O |  |  |  | 0 | 0 | 0 | 0 | -61.0435 | -59.8226 | -58.6262 | -57.4536 | -56.3046 | -55.1785 | -54.0749 | -52.9934 | -51.9335 | -50.8949 | 0 | 0 | 0 | 0 | 0 | 0 | 0 | 0 | 0 | 0 | 0 | 0 | 0 | 0 | 0 | 0 | 0 | 0
|  |  |  | Summer Off-Peak Energy Savings | % | Calc P | Summer Off-Peak (% of Annual) | TOU Period | 1154% | 1154% | 1154% | 1154% | 1154% | 1154% | 1154% | 1154% | 1154% | 1154% | 1154% | 1154% | 1154% | 1154% | 1154% | 1154% | 1154% | 1154% | 1154% | 1154% | 1154% | 1154% | 1154% | 1154% | 1154% | 1154% | 1154% | 1154% | 1154% | 1154% | 1154% | 1154% | 1154%
|  |  |  | Summer Off-Peak Energy Rate | $/kWh | Table 14 | Summer | Off-Peak | 28 | 0.01 | 0.01 | 0.15346 | 0.1573 | 0.16123 | 0.16526 | 0.16939 | 0.17363 | 0.17797 | 0.18242 | 0.18698 | 0.19165 | 0.19645 | 0.20136 | 0.20639 | 0.21155 | 0.21684 | 0.22226 | 0.22782 | 0.23351 | 0.23935 | 0.24533 | 0.25147 | 0.25775 | 0.2642 | 0.2708 | 0.27757 | 0.28451 | 0.29162 | 0.29892 | 0.30639 | 0.31405
|  |  | Winter Off-Peak Period Bill Savings |  | $ |  |  |  |  | 0 | 0 | 0 | 0 | -9.4636 | -9.5062 | -9.549 | -9.592 | -9.6351 | -9.6785 | -9.722 | -9.7658 | -9.8097 | -9.8539 | 0 | 0 | 0 | 0 | 0 | 0 | 0 | 0 | 0 | 0 | 0 | 0 | 0 | 0 | 0 | 0 | 0 | 0
|  |  |  | Annual Energy Savings | kWh | Calc O |  |  |  | 0 | 0 | 0 | 0 | -61.0435 | -59.8226 | -58.6262 | -57.4536 | -56.3046 | -55.1785 | -54.0749 | -52.9934 | -51.9335 | -50.8949 | 0 | 0 | 0 | 0 | 0 | 0 | 0 | 0 | 0 | 0 | 0 | 0 | 0 | 0 | 0 | 0 | 0 | 0
|  |  |  | Winter Off-Peak Energy Savings | % | Calc P | Winter Off-Peak (% of Annual) | TOU Period | 96.15% | 96.15% | 96.15% | 96.15% | 96.15% | 96.15% | 96.15% | 96.15% | 96.15% | 96.15% | 96.15% | 96.15% | 96.15% | 96.15% | 96.15% | 96.15% | 96.15% | 96.15% | 96.15% | 96.15% | 96.15% | 96.15% | 96.15% | 96.15% | 96.15% | 96.15% | 96.15% | 96.15% | 96.15% | 96.15% | 96.15% | 96.15% | 96.15%
|  |  |  | Winter Off-Peak Energy Rate | $/kWh | Table 14 | Winter | Off-Peak | 32 | 0.01 | 0.01 | 0.15346 | 0.1573 | 0.16123 | 0.16526 | 0.16939 | 0.17363 | 0.17797 | 0.18242 | 0.18698 | 0.19165 | 0.19645 | 0.20136 | 0.20639 | 0.21155 | 0.21684 | 0.22226 | 0.22782 | 0.23351 | 0.23935 | 0.24533 | 0.25147 | 0.25775 | 0.2642 | 0.2708 | 0.27757 | 0.28451 | 0.29162 | 0.29892 | 0.30639 | 0.31405
|  | Demand Charge Savings |  |  | $ |  |  |  |  | 0 | 0 | 0 | 0 | 0 | 0 | 0 | 0 | 0 | 0 | 0 | 0 | 0 | 0 | 0 | 0 | 0 | 0 | 0 | 0 | 0 | 0 | 0 | 0 | 0 | 0 | 0 | 0 | 0 | 0 | 0 | 0
|  |  | Summer Demand Charge Savings |  | $ |  |  |  |  | 0 | 0 | 0 | 0 | 0 | 0 | 0 | 0 | 0 | 0 | 0 | 0 | 0 | 0 | 0 | 0 | 0 | 0 | 0 | 0 | 0 | 0 | 0 | 0 | 0 | 0 | 0 | 0 | 0 | 0 | 0 | 0
|  |  |  | Total Effective Seasonal Peak Reduction | kW | Calc O | Demand Charge Savings - Summer (kW) |  | 1 | 0 | 0 | 0 | 0 | 0 | 0 | 0 | 0 | 0 | 0 | 0 | 0 | 0 | 0 | 0 | 0 | 0 | 0 | 0 | 0 | 0 | 0 | 0 | 0 | 0 | 0 | 0 | 0 | 0 | 0 | 0 | 0
|  |  |  | Summer Demand Charge | $/kWh | Table 15 | Summer |  | 14 | 0 | 0 | 0 | 0 | 0 | 0 | 0 | 0 | 0 | 0 | 0 | 0 | 0 | 0 | 0 | 0 | 0 | 0 | 0 | 0 | 0 | 0 | 0 | 0 | 0 | 0 | 0 | 0 | 0 | 0 | 0 | 0
|  |  | Winter Demand Charge Savings |  | $ |  |  |  |  | 0 | 0 | 0 | 0 | 0 | 0 | 0 | 0 | 0 | 0 | 0 | 0 | 0 | 0 | 0 | 0 | 0 | 0 | 0 | 0 | 0 | 0 | 0 | 0 | 0 | 0 | 0 | 0 | 0 | 0 | 0 | 0
|  |  |  | Total Effective Seasonal Peak Reduction | kWh | Calc O | Demand Charge Savings - Winter (kW) |  | 2 | 0 | 0 | 0 | 0 | 0 | 0 | 0 | 0 | 0 | 0 | 0 | 0 | 0 | 0 | 0 | 0 | 0 | 0 | 0 | 0 | 0 | 0 | 0 | 0 | 0 | 0 | 0 | 0 | 0 | 0 | 0 | 0
|  |  |  | Winter Demand Charge | $/kWh | Table 15 | Winter |  | 16 | 0 | 0 | 0 | 0 | 0 | 0 | 0 | 0 | 0 | 0 | 0 | 0 | 0 | 0 | 0 | 0 | 0 | 0 | 0 | 0 | 0 | 0 | 0 | 0 | 0 | 0 | 0 | 0 | 0 | 0 | 0 | 0
| Benefits from Switching Rates |  |  |  | $ |  |  |  |  | 0 | 0 | 0 | 0 | 0 | 0 | 0 | 0 | 0 | 0 | 0 | 0 | 0 | 0 | 0 | 0 | 0 | 0 | 0 | 0 | 0 | 0 | 0 | 0 | 0 | 0 | 0 | 0 | 0 | 0 | 0 | 0
|  | Peak Period Bill Savings |  |  | $ |  |  |  |  | 0 | 0 | 0 | 0 | 0 | 0 | 0 | 0 | 0 | 0 | 0 | 0 | 0 | 0 | 0 | 0 | 0 | 0 | 0 | 0 | 0 | 0 | 0 | 0 | 0 | 0 | 0 | 0 | 0 | 0 | 0 | 0
|  |  | Summer Peak Period Bill Savings |  | $ |  |  |  |  | 0 | 0 | 0 | 0 | 0 | 0 | 0 | 0 | 0 | 0 | 0 | 0 | 0 | 0 | 0 | 0 | 0 | 0 | 0 | 0 | 0 | 0 | 0 | 0 | 0 | 0 | 0 | 0 | 0 | 0 | 0 | 0
|  |  |  | Baseline Energy Usage | kWh | Calc Q | Summer Peak | TOU Period | 0 | 0 | 0 | 0 | 0 | 0 | 0 | 0 | 0 | 0 | 0 | 0 | 0 | 0 | 0 | 0 | 0 | 0 | 0 | 0 | 0 | 0 | 0 | 0 | 0 | 0 | 0 | 0 | 0 | 0 | 0 | 0 | 0
|  |  |  | Summer Peak Original Rate | $/kWh | Table 14 | Summer | Peak | 27 | 0.01 | 0.01 | 0.35731 | 0.36625 | 0.3754 | 0.38479 | 0.39441 | 0.40427 | 0.41437 | 0.42473 | 0.43535 | 0.44623 | 0.45739 | 0.46883 | 0.48055 | 0.49256 | 0.50487 | 0.5175 | 0.53043 | 0.54369 | 0.55729 | 0.57122 | 0.5855 | 0.60014 | 0.61514 | 0.63052 | 0.64628 | 0.66244 | 0.679 | 0.69597 | 0.71337 | 0.73121
|  |  |  | Summer Peak New Rate | $/kWh | Table 14 | Summer | Peak | 27 | 0.01 | 0.01 | 0.35731 | 0.36625 | 0.3754 | 0.38479 | 0.39441 | 0.40427 | 0.41437 | 0.42473 | 0.43535 | 0.44623 | 0.45739 | 0.46883 | 0.48055 | 0.49256 | 0.50487 | 0.5175 | 0.53043 | 0.54369 | 0.55729 | 0.57122 | 0.5855 | 0.60014 | 0.61514 | 0.63052 | 0.64628 | 0.66244 | 0.679 | 0.69597 | 0.71337 | 0.73121
|  |  | Winter Peak Period Bill Savings |  | $ |  |  |  |  | 0 | 0 | 0 | 0 | 0 | 0 | 0 | 0 | 0 | 0 | 0 | 0 | 0 | 0 | 0 | 0 | 0 | 0 | 0 | 0 | 0 | 0 | 0 | 0 | 0 | 0 | 0 | 0 | 0 | 0 | 0 | 0
|  |  |  | Baseline Energy Usage | kWh | Calc Q | Winter Peak | TOU Period | 0 | 0 | 0 | 0 | 0 | 0 | 0 | 0 | 0 | 0 | 0 | 0 | 0 | 0 | 0 | 0 | 0 | 0 | 0 | 0 | 0 | 0 | 0 | 0 | 0 | 0 | 0 | 0 | 0 | 0 | 0 | 0 | 0
|  |  |  | Winter Peak Original Rate | $/kWh | Table 14 | Winter | Peak | 31 | 0.01 | 0.01 | 0.35731 | 0.36625 | 0.3754 | 0.38479 | 0.39441 | 0.40427 | 0.41437 | 0.42473 | 0.43535 | 0.44623 | 0.45739 | 0.46883 | 0.48055 | 0.49256 | 0.50487 | 0.5175 | 0.53043 | 0.54369 | 0.55729 | 0.57122 | 0.5855 | 0.60014 | 0.61514 | 0.63052 | 0.64628 | 0.66244 | 0.679 | 0.69597 | 0.71337 | 0.73121
|  |  |  | Winter Peak New Rate | $/kWh | Table 14 | Winter | Peak | 31 | 0.01 | 0.01 | 0.35731 | 0.36625 | 0.3754 | 0.38479 | 0.39441 | 0.40427 | 0.41437 | 0.42473 | 0.43535 | 0.44623 | 0.45739 | 0.46883 | 0.48055 | 0.49256 | 0.50487 | 0.5175 | 0.53043 | 0.54369 | 0.55729 | 0.57122 | 0.5855 | 0.60014 | 0.61514 | 0.63052 | 0.64628 | 0.66244 | 0.679 | 0.69597 | 0.71337 | 0.73121
|  | Off-Peak Period Bill Savings |  |  | $ |  |  |  |  | 0 | 0 | 0 | 0 | 0 | 0 | 0 | 0 | 0 | 0 | 0 | 0 | 0 | 0 | 0 | 0 | 0 | 0 | 0 | 0 | 0 | 0 | 0 | 0 | 0 | 0 | 0 | 0 | 0 | 0 | 0 | 0
|  |  | Summer Off-Peak Period Bill Savings |  | $ |  |  |  |  | 0 | 0 | 0 | 0 | 0 | 0 | 0 | 0 | 0 | 0 | 0 | 0 | 0 | 0 | 0 | 0 | 0 | 0 | 0 | 0 | 0 | 0 | 0 | 0 | 0 | 0 | 0 | 0 | 0 | 0 | 0 | 0
|  |  |  | Baseline Energy Usage | kWh | Calc Q | Summer Off-Peak | TOU Period | 0 | 0 | 0 | 0 | 0 | 0 | 0 | 0 | 0 | 0 | 0 | 0 | 0 | 0 | 0 | 0 | 0 | 0 | 0 | 0 | 0 | 0 | 0 | 0 | 0 | 0 | 0 | 0 | 0 | 0 | 0 | 0 | 0
|  |  |  | Summer Off-Peak Original Rate | $/kWh | Table 14 | Summer | Off-Peak | 28 | 0.01 | 0.01 | 0.15346 | 0.1573 | 0.16123 | 0.16526 | 0.16939 | 0.17363 | 0.17797 | 0.18242 | 0.18698 | 0.19165 | 0.19645 | 0.20136 | 0.20639 | 0.21155 | 0.21684 | 0.22226 | 0.22782 | 0.23351 | 0.23935 | 0.24533 | 0.25147 | 0.25775 | 0.2642 | 0.2708 | 0.27757 | 0.28451 | 0.29162 | 0.29892 | 0.30639 | 0.31405
|  |  |  | Summer Off-Peak New Rate | $/kWh | Table 14 | Summer | Off-Peak | 28 | 0.01 | 0.01 | 0.15346 | 0.1573 | 0.16123 | 0.16526 | 0.16939 | 0.17363 | 0.17797 | 0.18242 | 0.18698 | 0.19165 | 0.19645 | 0.20136 | 0.20639 | 0.21155 | 0.21684 | 0.22226 | 0.22782 | 0.23351 | 0.23935 | 0.24533 | 0.25147 | 0.25775 | 0.2642 | 0.2708 | 0.27757 | 0.28451 | 0.29162 | 0.29892 | 0.30639 | 0.31405
|  |  | Winter Off-Peak Period Bill Savings |  | $ |  |  |  |  | 0 | 0 | 0 | 0 | 0 | 0 | 0 | 0 | 0 | 0 | 0 | 0 | 0 | 0 | 0 | 0 | 0 | 0 | 0 | 0 | 0 | 0 | 0 | 0 | 0 | 0 | 0 | 0 | 0 | 0 | 0 | 0
|  |  |  | Baseline Energy Usage | kWh | Calc Q | Winter Off-Peak | TOU Period | 0 | 0 | 0 | 0 | 0 | 0 | 0 | 0 | 0 | 0 | 0 | 0 | 0 | 0 | 0 | 0 | 0 | 0 | 0 | 0 | 0 | 0 | 0 | 0 | 0 | 0 | 0 | 0 | 0 | 0 | 0 | 0 | 0
|  |  |  | Winter Off-Peak Original Rate | $/kWh | Table 14 | Winter | Off-Peak | 32 | 0.01 | 0.01 | 0.15346 | 0.1573 | 0.16123 | 0.16526 | 0.16939 | 0.17363 | 0.17797 | 0.18242 | 0.18698 | 0.19165 | 0.19645 | 0.20136 | 0.20639 | 0.21155 | 0.21684 | 0.22226 | 0.22782 | 0.23351 | 0.23935 | 0.24533 | 0.25147 | 0.25775 | 0.2642 | 0.2708 | 0.27757 | 0.28451 | 0.29162 | 0.29892 | 0.30639 | 0.31405
|  |  |  | Winter Off-Peak New Rate | $/kWh | Table 14 | Winter | Off-Peak | 32 | 0.01 | 0.01 | 0.15346 | 0.1573 | 0.16123 | 0.16526 | 0.16939 | 0.17363 | 0.17797 | 0.18242 | 0.18698 | 0.19165 | 0.19645 | 0.20136 | 0.20639 | 0.21155 | 0.21684 | 0.22226 | 0.22782 | 0.23351 | 0.23935 | 0.24533 | 0.25147 | 0.25775 | 0.2642 | 0.2708 | 0.27757 | 0.28451 | 0.29162 | 0.29892 | 0.30639 | 0.31405
|  | Demand Charge Savings |  |  | $ |  |  |  |  | 0 | 0 | 0 | 0 | 0 | 0 | 0 | 0 | 0 | 0 | 0 | 0 | 0 | 0 | 0 | 0 | 0 | 0 | 0 | 0 | 0 | 0 | 0 | 0 | 0 | 0 | 0 | 0 | 0 | 0 | 0 | 0
|  |  | Summer Demand Charge Savings |  | $ |  |  |  |  | 0 | 0 | 0 | 0 | 0 | 0 | 0 | 0 | 0 | 0 | 0 | 0 | 0 | 0 | 0 | 0 | 0 | 0 | 0 | 0 | 0 | 0 | 0 | 0 | 0 | 0 | 0 | 0 | 0 | 0 | 0 | 0
|  |  |  | Total Effective Seasonal Peak | kW | Calc O | Summer |  | 0 | 0 | 0 | 0 | 0 | 0 | 0 | 0 | 0 | 0 | 0 | 0 | 0 | 0 | 0 | 0 | 0 | 0 | 0 | 0 | 0 | 0 | 0 | 0 | 0 | 0 | 0 | 0 | 0 | 0 | 0 | 0 | 0
|  |  |  | Summer Demand Charge Original Rate | $/kW | Table 15 | Summer |  | 14 | 0 | 0 | 0 | 0 | 0 | 0 | 0 | 0 | 0 | 0 | 0 | 0 | 0 | 0 | 0 | 0 | 0 | 0 | 0 | 0 | 0 | 0 | 0 | 0 | 0 | 0 | 0 | 0 | 0 | 0 | 0 | 0
|  |  |  | Summer Demand Charge New Rate | $/kW | Table 15 | Summer |  | 14 | 0 | 0 | 0 | 0 | 0 | 0 | 0 | 0 | 0 | 0 | 0 | 0 | 0 | 0 | 0 | 0 | 0 | 0 | 0 | 0 | 0 | 0 | 0 | 0 | 0 | 0 | 0 | 0 | 0 | 0 | 0 | 0
|  |  | Winter Demand Charge Savings |  | $ |  |  |  |  | 0 | 0 | 0 | 0 | 0 | 0 | 0 | 0 | 0 | 0 | 0 | 0 | 0 | 0 | 0 | 0 | 0 | 0 | 0 | 0 | 0 | 0 | 0 | 0 | 0 | 0 | 0 | 0 | 0 | 0 | 0 | 0
|  |  |  | Total Effective Seasonal Peak | kWh | Calc O | Winter |  | 0 | 0 | 0 | 0 | 0 | 0 | 0 | 0 | 0 | 0 | 0 | 0 | 0 | 0 | 0 | 0 | 0 | 0 | 0 | 0 | 0 | 0 | 0 | 0 | 0 | 0 | 0 | 0 | 0 | 0 | 0 | 0 | 0
|  |  |  | Winter Demand Charge Original Rate | $/kW | Table 15 | Winter |  | 16 | 0 | 0 | 0 | 0 | 0 | 0 | 0 | 0 | 0 | 0 | 0 | 0 | 0 | 0 | 0 | 0 | 0 | 0 | 0 | 0 | 0 | 0 | 0 | 0 | 0 | 0 | 0 | 0 | 0 | 0 | 0 | 0
|  |  |  | Winter Demand Charge New Rate | $/kW | Table 15 | Winter |  | 16 | 0 | 0 | 0 | 0 | 0 | 0 | 0 | 0 | 0 | 0 | 0 | 0 | 0 | 0 | 0 | 0 | 0 | 0 | 0 | 0 | 0 | 0 | 0 | 0 | 0 | 0 | 0 | 0 | 0 | 0 | 0 | 0
Upfront Program Incentives |  |  |  |  | $ |  |  |  |  | 0 | 0 | 0 | 0 | 4050 | 0 | 0 | 0 | 0 | 0 | 0 | 0 | 0 | 0 | 0 | 0 | 0 | 0 | 0 | 0 | 0 | 0 | 0 | 0 | 0 | 0 | 0 | 0 | 0 | 0 | 0 | 0
| Benefits from ES |  |  |  | $ |  |  |  |  | 0 | 0 | 0 | 0 | 4050 | 0 | 0 | 0 | 0 | 0 | 0 | 0 | 0 | 0 | 0 | 0 | 0 | 0 | 0 | 0 | 0 | 0 | 0 | 0 | 0 | 0 | 0 | 0 | 0 | 0 | 0 | 0
|  |  |  | Year of Installation | Boolean |  | 2023 |  |  | FALSE | FALSE | FALSE | FALSE | TRUE | FALSE | FALSE | FALSE | FALSE | FALSE | FALSE | FALSE | FALSE | FALSE | FALSE | FALSE | FALSE | FALSE | FALSE | FALSE | FALSE | FALSE | FALSE | FALSE | FALSE | FALSE | FALSE | FALSE | FALSE | FALSE | FALSE | FALSE
|  |  |  | Incentive Level | $/kWh | Input C-2 | 10 |  | 4050 | 4050 | 4050 | 4050 | 4050 | 4050 | 4050 | 4050 | 4050 | 4050 | 4050 | 4050 | 4050 | 4050 | 4050 | 4050 | 4050 | 4050 | 4050 | 4050 | 4050 | 4050 | 4050 | 4050 | 4050 | 4050 | 4050 | 4050 | 4050 | 4050 | 4050 | 4050 | 4050
Performance Incentives |  |  |  |  | $ |  |  |  |  | 0 | 0 | 0 | 0 | 405 | 810 | 810 | 810 | 810 | 468 | 468 | 468 | 468 | 468 | 0 | 0 | 0 | 0 | 0 | 0 | 0 | 0 | 0 | 0 | 0 | 0 | 0 | 0 | 0 | 0 | 0 | 0
| Benefits from ES |  |  |  | $ |  |  |  |  | 0 | 0 | 0 | 0 | 405 | 810 | 810 | 810 | 810 | 468 | 468 | 468 | 468 | 468 | 0 | 0 | 0 | 0 | 0 | 0 | 0 | 0 | 0 | 0 | 0 | 0 | 0 | 0 | 0 | 0 | 0 | 0
|  |  |  | Year of Installation | Boolean |  | 2023 |  |  | FALSE | FALSE | FALSE | FALSE | TRUE | TRUE | TRUE | TRUE | TRUE | TRUE | TRUE | TRUE | TRUE | TRUE | TRUE | TRUE | TRUE | TRUE | TRUE | TRUE | TRUE | TRUE | TRUE | TRUE | TRUE | TRUE | TRUE | TRUE | TRUE | TRUE | TRUE | TRUE
|  |  |  | ES Summer Savings | kW | Calc O | UI |  |  | 0 | 0 | 0 | 0 | 3.6 | 3.6 | 3.6 | 3.6 | 3.6 | 3.6 | 3.6 | 3.6 | 3.6 | 3.6 | 0 | 0 | 0 | 0 | 0 | 0 | 0 | 0 | 0 | 0 | 0 | 0 | 0 | 0 | 0 | 0 | 0 | 0
|  |  |  | Incentive Level | $/kWh | Input C-3 | 10 |  |  | 0 | 0 | 0 | 0 | 225 | 225 | 225 | 225 | 225 | 130 | 130 | 130 | 130 | 130 | 0 | 0 | 0 | 0 | 0 | 0 | 0 | 0 | 0 | 0 | 0 | 0 | 0 | 0 | 0 | 0 | 0 | 0
Non-Program Incentives |  |  |  |  | $ |  |  |  |  | 0 | 0 | 0 | 0 | 0 | 0 | 0 | 0 | 0 | 0 | 0 | 0 | 0 | 0 | 0 | 0 | 0 | 0 | 0 | 0 | 0 | 0 | 0 | 0 | 0 | 0 | 0 | 0 | 0 | 0 | 0 | 0
| Benefits from ES |  |  |  | $ |  |  |  |  | 0 | 0 | 0 | 0 | 0 | 0 | 0 | 0 | 0 | 0 | 0 | 0 | 0 | 0 | 0 | 0 | 0 | 0 | 0 | 0 | 0 | 0 | 0 | 0 | 0 | 0 | 0 | 0 | 0 | 0 | 0 | 0
|  |  |  | ITC applies to ES? | $ |  | Solar Only |  |  | FALSE | FALSE | FALSE | FALSE | FALSE | FALSE | FALSE | FALSE | FALSE | FALSE | FALSE | FALSE | FALSE | FALSE | FALSE | FALSE | FALSE | FALSE | FALSE | FALSE | FALSE | FALSE | FALSE | FALSE | FALSE | FALSE | FALSE | FALSE | FALSE | FALSE | FALSE | FALSE
|  |  |  | ES Capital Costs net Incentives | $ |  |  |  |  | 0 | 0 | 0 | 0 | 6914.4826 | 0 | 0 | 0 | 0 | 0 | 0 | 0 | 0 | 0 | 0 | 0 | 0 | 0 | 0 | 0 | 0 | 0 | 0 | 0 | 0 | 0 | 0 | 0 | 0 | 0 | 0 | 0
|  |  |  | Federal Investment Tax Credit | % | Table 4 | Residential ITC (% of Cost) | 2023 | 22% | 0% | 0% | 0% | 0% | 32% | 0% | 0% | 0% | 0% | 0% | 0% | 0% | 0% | 0% | 0% | 0% | 0% | 0% | 0% | 0% | 0% | 0% | 0% | 0% | 0% | 0% | 0% | 0% | 0% | 0% | 0% | 0%
Upfront Incentive Administration |  |  |  |  | $ |  |  |  |  | 0 | 0 | 0 | 0 | 679.3598 | 290.5704 | 88.0848 | 89.1733 | 90.2945 | 49.6539 | 50.3397 | 51.0461 | 31.8263 | 37.8787 | 0 | 0 | 0 | 0 | 0 | 0 | 0 | 0 | 0 | 0 | 0 | 0 | 0 | 0 | 0 | 0 | 0 | 0
|  |  |  | Year of Installation | Boolean |  | 2023 | 10 |  | FALSE | FALSE | FALSE | FALSE | TRUE | TRUE | TRUE | TRUE | TRUE | TRUE | TRUE | TRUE | TRUE | TRUE | FALSE | FALSE | FALSE | FALSE | FALSE | FALSE | FALSE | FALSE | FALSE | FALSE | FALSE | FALSE | FALSE | FALSE | FALSE | FALSE | FALSE | FALSE
|  |  |  | ESS Size | kW-ESS |  |  |  |  | 5 | 5 | 5 | 5 | 5 | 5 | 5 | 5 | 5 | 5 | 5 | 5 | 5 | 5 | 5 | 5 | 5 | 5 | 5 | 5 | 5 | 5 | 5 | 5 | 5 | 5 | 5 | 5 | 5 | 5 | 5 | 5
|  |  |  | Program Costs | $/kW-ESS | Calc M | 2023 |  |  | 0 | 0 | 0 | 406.985 | 135.872 | 58.1141 | 17.617 | 17.8347 | 18.0589 | 9.9308 | 10.0679 | 10.2092 | 6.3653 | 7.5757 | 11.4992 | 0 | 0 | 0 | 0 | 0 | 0 | 0 | 0 | 0 | 0 | 0 | 0 | 0 | 0 | 0 | 0 | 0
Performance Incentive Administration |  |  |  |  | $ |  |  |  |  | 0 | 0 | 0 | 0 | 358.3599 | 208.5483 | 341.7185 | 440.6796 | 553.7511 | 688.9786 | 791.3954 | 906.9895 | 903.5469 | 1032.2531 | 0 | 0 | 0 | 0 | 0 | 0 | 0 | 0 | 0 | 0 | 0 | 0 | 0 | 0 | 0 | 0 | 0 | 0
|  |  |  | Year of Installation | Boolean |  | 2023 | 10 |  | FALSE | FALSE | FALSE | FALSE | TRUE | TRUE | TRUE | TRUE | TRUE | TRUE | TRUE | TRUE | TRUE | TRUE | FALSE | FALSE | FALSE | FALSE | FALSE | FALSE | FALSE | FALSE | FALSE | FALSE | FALSE | FALSE | FALSE | FALSE | FALSE | FALSE | FALSE | FALSE
|  |  |  | ESS Size | kW-ESS |  |  |  |  | 5 | 5 | 5 | 5 | 5 | 5 | 5 | 5 | 5 | 5 | 5 | 5 | 5 | 5 | 5 | 5 | 5 | 5 | 5 | 5 | 5 | 5 | 5 | 5 | 5 | 5 | 5 | 5 | 5 | 5 | 5 | 5
|  |  |  | Program Costs | $/kW-ESS | Calc M | 2023 |  | 2 | 0 | 0 | 0 | 360.0063 | 71.672 | 41.7097 | 68.3437 | 88.1359 | 110.7502 | 137.7957 | 158.2791 | 181.3979 | 180.7094 | 206.4506 | 284.0258 | 0 | 0 | 0 | 0 | 0 | 0 | 0 | 0 | 0 | 0 | 0 | 0 | 0 | 0 | 0 | 0 | 0
Participant Incremental DER Costs |  |  |  |  | $ |  |  |  |  | 0 | 0 | 0 | 0 | 11245.9705 | 281.4879 | 281.4879 | 281.4879 | 281.4879 | 281.4879 | 281.4879 | 281.4879 | 281.4879 | 281.4879 | 0 | 0 | 0 | 0 | 0 | 0 | 0 | 0 | 0 | 0 | 0 | 0 | 0 | 0 | 0 | 0 | 0 | 0
| Cost of ES |  |  |  | $ |  | ES |  |  | 0 | 0 | 0 | 0 | 11245.9705 | 281.4879 | 281.4879 | 281.4879 | 281.4879 | 281.4879 | 281.4879 | 281.4879 | 281.4879 | 281.4879 | 0 | 0 | 0 | 0 | 0 | 0 | 0 | 0 | 0 | 0 | 0 | 0 | 0 | 0 | 0 | 0 | 0 | 0
|  | Capital Costs |  |  | $ |  |  |  |  | 0 | 0 | 0 | 0 | 10964.4826 | 0 | 0 | 0 | 0 | 0 | 0 | 0 | 0 | 0 | 0 | 0 | 0 | 0 | 0 | 0 | 0 | 0 | 0 | 0 | 0 | 0 | 0 | 0 | 0 | 0 | 0 | 0
|  |  |  | Year of Installation | Boolean |  | 2023 |  |  | FALSE | FALSE | FALSE | FALSE | TRUE | FALSE | FALSE | FALSE | FALSE | FALSE | FALSE | FALSE | FALSE | FALSE | FALSE | FALSE | FALSE | FALSE | FALSE | FALSE | FALSE | FALSE | FALSE | FALSE | FALSE | FALSE | FALSE | FALSE | FALSE | FALSE | FALSE | FALSE
|  |  |  | Installation Cost | $/kW | Calc N | ESS Installed Cost ($) |  | 10307.264 | 10307.264 | 10307.264 | 10307.264 | 10307.264 | 10307.264 | 10307.264 | 10307.264 | 10307.264 | 10307.264 | 10307.264 | 10307.264 | 10307.264 | 10307.264 | 10307.264 | 10307.264 | 10307.264 | 10307.264 | 10307.264 | 10307.264 | 10307.264 | 10307.264 | 10307.264 | 10307.264 | 10307.264 | 10307.264 | 10307.264 | 10307.264 | 10307.264 | 10307.264 | 10307.264 | 10307.264 | 10307.264
|  |  |  | Sales Tax | $ |  | Sales Tax ($) |  | 657.2187 | 657.2187 | 657.2187 | 657.2187 | 657.2187 | 657.2187 | 657.2187 | 657.2187 | 657.2187 | 657.2187 | 657.2187 | 657.2187 | 657.2187 | 657.2187 | 657.2187 | 657.2187 | 657.2187 | 657.2187 | 657.2187 | 657.2187 | 657.2187 | 657.2187 | 657.2187 | 657.2187 | 657.2187 | 657.2187 | 657.2187 | 657.2187 | 657.2187 | 657.2187 | 657.2187 | 657.2187 | 657.2187
|  | Ongoing Costs |  |  | $ |  |  |  |  | 0 | 0 | 0 | 0 | 281.4879 | 281.4879 | 281.4879 | 281.4879 | 281.4879 | 281.4879 | 281.4879 | 281.4879 | 281.4879 | 281.4879 | 0 | 0 | 0 | 0 | 0 | 0 | 0 | 0 | 0 | 0 | 0 | 0 | 0 | 0 | 0 | 0 | 0 | 0
|  |  | O&M and Property Tax Cost |  | $ |  |  |  |  | 0 | 0 | 0 | 0 | 281.4879 | 281.4879 | 281.4879 | 281.4879 | 281.4879 | 281.4879 | 281.4879 | 281.4879 | 281.4879 | 281.4879 | 0 | 0 | 0 | 0 | 0 | 0 | 0 | 0 | 0 | 0 | 0 | 0 | 0 | 0 | 0 | 0 | 0 | 0
|  |  |  | Year of Installation | Boolean |  | 2023 |  |  | FALSE | FALSE | FALSE | FALSE | TRUE | FALSE | FALSE | FALSE | FALSE | FALSE | FALSE | FALSE | FALSE | FALSE | FALSE | FALSE | FALSE | FALSE | FALSE | FALSE | FALSE | FALSE | FALSE | FALSE | FALSE | FALSE | FALSE | FALSE | FALSE | FALSE | FALSE | FALSE
|  |  |  | Probability of Replacement Factor | % | Input D | 10 |  |  | 100% | 100% | 100% | 100% | 100% | 100% | 100% | 100% | 100% | 100% | 100% | 100% | 100% | 100% | 0% | 0% | 0% | 0% | 0% | 0% | 0% | 0% | 0% | 0% | 0% | 0% | 0% | 0% | 0% | 0% | 0% | 0%
|  |  |  | O&M Cost | $/yr | Calc N | ESS O&M Cost ($/yr) |  | 60 | 60 | 60 | 60 | 60 | 60 | 60 | 60 | 60 | 60 | 60 | 60 | 60 | 60 | 60 | 60 | 60 | 60 | 60 | 60 | 60 | 60 | 60 | 60 | 60 | 60 | 60 | 60 | 60 | 60 | 60 | 60 | 60
|  |  |  | Property Tax | $/yr |  | Property Tax ($/yr) |  | 221.4879 | 221.4879 | 221.4879 | 221.4879 | 221.4879 | 221.4879 | 221.4879 | 221.4879 | 221.4879 | 221.4879 | 221.4879 | 221.4879 | 221.4879 | 221.4879 | 221.4879 | 221.4879 | 221.4879 | 221.4879 | 221.4879 | 221.4879 | 221.4879 | 221.4879 | 221.4879 | 221.4879 | 221.4879 | 221.4879 | 221.4879 | 221.4879 | 221.4879 | 221.4879 | 221.4879 | 221.4879 | 221.4879
|  |  | Replacement Cost |  | $ |  |  |  |  | 0 | 0 | 0 | 0 | 0 | 0 | 0 | 0 | 0 | 0 | 0 | 0 | 0 | 0 | 0 | 0 | 0 | 0 | 0 | 0 | 0 | 0 | 0 | 0 | 0 | 0 | 0 | 0 | 0 | 0 | 0 | 0
|  |  |  | Years Until Replacement | Years | Calc N | ESS Lifetime (Years) |  | 10 | 10 | 10 | 10 | 10 | 10 | 10 | 10 | 10 | 10 | 10 | 10 | 10 | 10 | 10 | 10 | 10 | 10 | 10 | 10 | 10 | 10 | 10 | 10 | 10 | 10 | 10 | 10 | 10 | 10 | 10 | 10 | 10
|  |  |  | Rest of Useful Life | Years |  |  |  |  | 0 | 0 | 0 | 0 | 10 | 9 | 8 | 7 | 6 | 5 | 4 | 3 | 2 | 1 | 10 | 9 | 8 | 7 | 6 | 5 | 4 | 3 | 2 | 1 | 10 | 9 | 8 | 7 | 6 | 5 | 4 | 3
|  |  |  | Program Years Remaining | Years | Input D |  |  |  | 5 | 4 | 3 | 2 | 1 | 0 | -1 | -2 | -3 | -4 | -5 | -6 | -7 | -8 | -9 | -10 | -11 | -12 | -13 | -14 | -15 | -16 | -17 | -18 | -19 | -20 | -21 | -22 | -23 | -24 | -25 | -26
|  |  |  | Probability of Replacement | % | Input D | bar: 5 to -26
|  |  |  | Replacement Cost | $ | Calc N | ESS Replacement Cost ($) |  | 4512.5 | 4512.5 | 4512.5 | 4512.5 | 4512.5 | 4512.5 | 4512.5 | 4512.5 | 4512.5 | 4512.5 | 4512.5 | 4512.5 | 4512.5 | 4512.5 | 4512.5 | 4512.5 | 4512.5 | 4512.5 | 4512.5 | 4512.5 | 4512.5 | 4512.5 | 4512.5 | 4512.5 | 4512.5 | 4512.5 | 4512.5 | 4512.5 | 4512.5 | 4512.5 | 4512.5 | 4512.5 | 4512.5

## Program BCA
Select Project Types:
Select Install Year:
Select Capacity Block: | [22 empty] | Eversource | Eversource | Eversource | Eversource | UI | UI | UI | UI | Eversource | Eversource | Eversource | Eversource | UI | UI | UI | UI
Select EDC: | [22 empty] | Passive | Passive | Active | Active | Passive | Passive | Active | Active | Passive | Passive | Active | Active | Passive | Passive | Active | Active
Select Install Type: | [15 empty] | Install Year: | All | [5 empty] | Residential | Non-Residential | Residential | Non-Residential | Residential | Non-Residential | Residential | Non-Residential | Residential | Non-Residential | Residential | Non-Residential | Residential | Non-Residential | Residential | Non-Residential
Select Participant Group: | [15 empty] | EDC: | All
Select FCM Participation: | [15 empty] | Res/Non-Res: | All
UCT or mUCT? | UCT
[23 empty] | RIM | 81
|  | Per Unit for Selected Project Type | [6 empty] | Total Across All Project Types and Install Blocks | [6 empty] | Total at Selected Granularities | [6 empty] | Total RIM Across at Select Granularities | [7 empty] | Total RIM Across at Select Granularities (FCM Participation)
| Discount Rates: | 3% | 3% | 10% | 3% | 3% | 7% | [15 empty] | Eversource |  |  |  | UI |  |  |  | Eversource |  |  |  | UI
Benefit Cost Ratios for Projects in the 10 MW Capacity Block and Installed in 2023 | [22 empty] | Passive |  | Active |  | Passive |  | Active |  | Passive |  | Active |  | Passive |  | Active
Benefit Cost Streams |  | PACT | PACT_Passive | PCT | SCT | TRC | RIM |  | PACT | PACT_Passive | PCT | SCT | TRC | RIM | PACT_Active | PACT | PACT_Passive | PCT | SCT | TRC | RIM | PACT_Active | Res | C&I | Res | C&I | Res | C&I | Res | C&I | Res | C&I | Res | C&I | Res | C&I | Res | C&I
Avoided Energy |  | -7.07 | -7.07 | 0 | -7.07 | -7.07 | -5.6343 |  | -128861.48 | -128861.48 | 0 | -128861.48 | -128861.48 | -100470.92 | 0 | -128861.48 | -128861.48 | 0 | -128861.48 | -128861.48 | -100470.92 | 0 | -40188.36 | -40188.36 | 0 | 0 | -10047.12 | -10047.08 | 0 | 0 | -20094.18 | -20094.18 | 0 | 0 | -5023.56 | -5023.54 | 0 | 0
Avoided Generation Capacity - Passive |  | 1264.3945 | 1264.3945 | 0 | 1264.3945 | 1264.3945 | 771.9251 |  | 21408833.29 | 21408833.29 | 0 | 21408833.29 | 21408833.29 | 14227507.38 | 0 | 21408833.29 | 21408833.29 | 0 | 21408833.29 | 21408833.29 | 14227507.38 | 0 | 5691002.94 | 5691002.94 | 0 | 0 | 1422750.74 | 1422750.76 | 0 | 0 | 2642698.84 | 2642698.85 | 0 | 0 | 660674.72 | 660674.73 | 0 | 0
Avoided Generation Capacity - Active |  | 842.9296 | 0 | 0 | 842.9296 | 842.9296 | 514.6167 |  | 14272555.54 | 0 | 0 | 14272555.54 | 14272555.54 | 9485004.94 | 14272555.54 | 14272555.54 | 0 | 0 | 14272555.54 | 14272555.54 | 9485004.94 | 14272555.54 | 0 | 0 | 3794001.99 | 3794001.96 | 0 | 0 | 948500.5 | 948500.49 | 0 | 0 | 1761799.25 | 1761799.23 | 0 | 0 | 440449.82 | 440449.82
Avoided T&D Capacity - Passive |  | 2495.7995 | 2495.7995 | 0 | 2495.7995 | 2495.7995 | 1946.8877 |  | 49703420.96 | 49703420.96 | 0 | 49703420.96 | 49703420.96 | 38149651.88 | 0 | 49703420.96 | 49703420.96 | 0 | 49703420.96 | 49703420.96 | 38149651.88 | 0 | 15259860.76 | 15259860.74 | 0 | 0 | 3814965.2 | 3814965.18 | 0 | 0 | 7629930.38 | 7629930.37 | 0 | 0 | 1907482.6 | 1907482.59 | 0 | 0
Avoided T&D Capacity - Active |  | 1663.8663 | 0 | 0 | 1663.8663 | 1663.8663 | 1297.9251 |  | 33135613.9 | 0 | 0 | 33135613.9 | 33135613.9 | 25433101.22 | 33135613.9 | 33135613.9 | 0 | 0 | 33135613.9 | 33135613.9 | 25433101.22 | 33135613.9 | 0 | 0 | 10173240.5 | 10173240.5 | 0 | 0 | 2543310.12 | 2543310.1 | 0 | 0 | 5086620.25 | 5086620.25 | 0 | 0 | 1271655.06 | 1271655.05
Reliability - Passive |  | 263.6882 | 263.6882 | 0 | 263.6882 | 263.6882 | 216.2198 |  | 2877759.01 | 2877759.01 | 0 | 2877759.01 | 2877759.01 | 2328264.38 | 0 | 2877759.01 | 2877759.01 | 0 | 2877759.01 | 2877759.01 | 2328264.38 | 0 | 931305.75 | 931305.74 | 0 | 0 | 232826.45 | 232826.44 | 0 | 0 | 60096.41 | 60096.4 | 0 | 0 | 15024.13 | 15024.11 | 0 | 0
Reliability - Active |  | 175.7922 | 0 | 0 | 175.7922 | 175.7922 | 144.1465 |  | 1918505.97 | 0 | 0 | 1918505.97 | 1918505.97 | 1552176.26 | 1918505.97 | 1918505.97 | 0 | 0 | 1918505.97 | 1918505.97 | 1552176.26 | 1918505.97 | 0 | 0 | 620870.5 | 620870.5 | 0 | 0 | 155217.62 | 155217.64 | 0 | 0 | 40064.26 | 40064.28 | 0 | 0 | 10016.07 | 10016.07
DRIPE Energy Impacts |  | 46.2387 | 46.2387 | 0 | 46.2387 | 46.2387 | 36.0125 |  | 941883.32 | 941883.32 | 0 | 941883.32 | 941883.32 | 720988.9 | 0 | 941883.32 | 941883.32 | 0 | 941883.32 | 941883.32 | 720988.9 | 0 | 288395.6 | 288395.56 | 0 | 0 | 72098.84 | 72098.9 | 0 | 0 | 144197.8 | 144197.78 | 0 | 0 | 36049.42 | 36049.45 | 0 | 0
DRIPE Capacity Impacts - Passive |  | 7138.6468 | 7138.6468 | 0 | 7138.6468 | 7138.6468 | 4547.0102 |  | 99090839.31 | 99090839.31 | 0 | 99090839.31 | 99090839.31 | 65433925.98 | 0 | 99090839.31 | 99090839.31 | 0 | 99090839.31 | 99090839.31 | 65433925.98 | 0 | 26173570.41 | 26173570.41 | 0 | 0 | 6543392.57 | 6543392.59 | 0 | 0 | 4968322.88 | 4968322.88 | 0 | 0 | 1242080.71 | 1242080.71 | 0 | 0
DRIPE Capacity Impacts - Active |  | 4759.0979 | 0 | 0 | 4759.0979 | 4759.0979 | 3031.3401 |  | 66060559.53 | 0 | 0 | 66060559.53 | 66060559.53 | 43622617.37 | 66060559.53 | 66060559.53 | 0 | 0 | 66060559.53 | 66060559.53 | 43622617.37 | 66060559.53 | 0 | 0 | 17449046.95 | 17449046.93 | 0 | 0 | 4362261.73 | 4362261.76 | 0 | 0 | 3312215.27 | 3312215.25 | 0 | 0 | 828053.81 | 828053.83
Cross-DRIPE Impacts |  | -4.8581 | -4.8581 | 0 | -4.8581 | -4.8581 | -3.9922 |  | -97177.9 | -97177.9 | 0 | -97177.9 | -97177.9 | -78490.88 | 0 | -97177.9 | -97177.9 | 0 | -97177.9 | -97177.9 | -78490.88 | 0 | -31396.32 | -31396.34 | 0 | 0 | -7849.1 | -7849.12 | 0 | 0 | -15698.16 | -15698.17 | 0 | 0 | -3924.55 | -3924.56 | 0 | 0
Non-Embedded Emissions |  | 0 | 0 | 0 | -70.1533 | 0 | 0 |  | 0 | 0 | 0 | -1287065.54 | 0 | 0 | 0 | 0 | 0 | 0 | -1287065.54 | 0 | 0 | 0 | 0 | 0 | 0 | 0 | 0 | 0 | 0 | 0 | 0 | 0 | 0 | 0 | 0 | 0 | 0 | 0
Market Revenue |  | 0 | 0 | 0 | 0 | 0 | 0 |  | 0 | 0 | 0 | 0 | 0 | 0 | 0 | 0 | 0 | 0 | 0 | 0 | 0 | 0 | 0 | 0 | 0 | 0 | 0 | 0 | 0 | 0 | 0 | 0 | 0 | 0 | 0 | 0 | 0 | 0
Avoided Ancillary Services |  | 0 | 0 | 0 | 0 | 0 | 0 |  | 0 | 0 | 0 | 0 | 0 | 0 | 0 | 0 | 0 | 0 | 0 | 0 | 0 | 0 | 0 | 0 | 0 | 0 | 0 | 0 | 0 | 0 | 0 | 0 | 0 | 0 | 0 | 0 | 0 | 0
Job Creation Benefits |  | 0 | 0 | 0 | 0 | 0 | 0 |  | 0 | 0 | 0 | 0 | 0 | 0 | 0 | 0 | 0 | 0 | 0 | 0 | 0 | 0 | 0 | 0 | 0 | 0 | 0 | 0 | 0 | 0 | 0 | 0 | 0 | 0 | 0 | 0 | 0 | 0
Net Societal Non-Energy Benefits |  | 0 | 0 | 0 | 0 | 0 | 0 |  | 0 | 0 | 0 | 0 | 0 | 0 | 0 | 0 | 0 | 0 | 0 | 0 | 0 | 0 | 0 | 0 | 0 | 0 | 0 | 0 | 0 | 0 | 0 | 0 | 0 | 0 | 0 | 0 | 0 | 0
Net Participant Non-Energy Benefits |  | 0 | 0 | 0 | 0 | 0 | 0 |  | 0 | 0 | 0 | 0 | 0 | 0 | 0 | 0 | 0 | 0 | 0 | 0 | 0 | 0 | 0 | 0 | 0 | 0 | 0 | 0 | 0 | 0 | 0 | 0 | 0 | 0 | 0 | 0 | 0 | 0
Net Avoided Backup Generator |  | 0 | 0 | 1719.6694 | 0 | 0 | 0 |  | 0 | 0 | 33320265.72 | 0 | 0 | 0 | 0 | 0 | 0 | 33320265.72 | 0 | 0 | 0 | 0 | 0 | 0 | 0 | 0 | 0 | 0 | 0 | 0 | 0 | 0 | 0 | 0 | 0 | 0 | 0 | 0
Participant Bill Savings |  | 0 | 0 | 740.0996 | 0 | 0 | -877.4902 |  | 0 | 0 | 6736415.16 | 0 | 0 | -8077913.94 | 0 | 0 | 0 | 6736415.16 | 0 | 0 | -8077913.94 | 0 | -3866758.08 | -1717112.24 | 0 | 0 | -1722958.68 | -771084.94 | 0 | 0 | -1933379.04 | -858556.12 | 0 | 0 | -861479.34 | -385542.47 | 0 | 0
Upfront Program Incentives |  | -3817.5134 | -3817.5134 | 3347.1074 | 0 | 0 | -3537.4268 |  | -43114500.6 | -43114500.6 | 36969460.94 | 0 | 0 | -39427122.16 | 0 | -43114500.6 | -43114500.6 | 36969460.94 | 0 | 0 | -39427122.16 | 0 | -18019409.94 | -13522287.8 | 0 | 0 | -4504852.46 | -3380571.96 | 0 | 0 | -9009704.97 | -6761143.9 | 0 | 0 | -2252426.23 | -1690285.98 | 0 | 0
Performance Incentives |  | -5014.7484 | 0 | 3458.1133 | 0 | 0 | -4028.7841 |  | -99021904.5 | 0 | 66483800.62 | 0 | 0 | -78307966.46 | -99021904.5 | -99021904.5 | 0 | 66483800.62 | 0 | 0 | -78307966.46 | -99021904.5 | 0 | 0 | -31323186.58 | -31323186.58 | 0 | 0 | -7830796.62 | -7830796.68 | 0 | 0 | -15661593.29 | -15661593.29 | 0 | 0 | -3915398.31 | -3915398.34
Non-Program Incentives |  | 0 | 0 | 0 | 0 | 0 | 0 |  | 0 | 0 | 0 | 0 | 0 | 0 | 0 | 0 | 0 | 0 | 0 | 0 | 0 | 0 | 0 | 0 | 0 | 0 | 0 | 0 | 0 | 0 | 0 | 0 | 0 | 0 | 0 | 0 | 0 | 0
Upfront Incentive Administration |  | -1307.3593 | -1307.3593 | 0 | -1307.3593 | -1307.3593 | -1143.6775 |  | -13962768.34 | -13962768.34 | 0 | -13962768.34 | -13962768.34 | -12217078.14 | 0 | -13962768.34 | -13962768.34 | 0 | -13962768.34 | -13962768.34 | -12217078.14 | 0 | -8624454.06 | -1149208.5 | 0 | 0 | -2156113.48 | -287302.1 | 0 | 0 | -4312227.03 | -574604.25 | 0 | 0 | -1078056.74 | -143651.05 | 0 | 0
Performance Incentive Administration |  | -4974.259 | 0 | 0 | -4974.259 | -4974.259 | -3759.8608 |  | -42795560.28 | 0 | 0 | -42795560.28 | -42795560.28 | -32585500.54 | -42795560.28 | -42795560.28 | 0 | 0 | -42795560.28 | -42795560.28 | -32585500.54 | -42795560.28 | 0 | 0 | -8070952.18 | -8070952.2 | 0 | 0 | -8221798.08 | -8221798.08 | 0 | 0 | -4035476.09 | -4035476.1 | 0 | 0 | -4110899.04 | -4110899.04
Participant Incremental DER Costs |  | 0 | 0 | -10633.9387 | -12666.2887 | -12666.2887 | 0 |  | 0 | 0 | -189460909.88 | -231674287.16 | -231674287.16 | 0 | 0 | 0 | 0 | -189460909.88 | -231674287.16 | -231674287.16 | 0 | 0 | 0 | 0 | 0 | 0 | 0 | 0 | 0 | 0 | 0 | 0 | 0 | 0 | 0 | 0 | 0 | 0
Benefits |  | 18638.5256 | 11196.8396 | 9264.9898 | 18568.3722 | 18638.5256 | 12496.4572 |  | 289183931.45 | 173796696.51 | 143509942.44 | 287896865.91 | 289183931.45 | 200774276.51 | 115387234.94 | 289183931.45 | 173796696.51 | 143509942.44 | 287896865.91 | 289183931.45 | 200774276.51 | 115387234.94 | 48272550.78 | 48272550.69 | 32037159.94 | 32037159.89 | 12068137.58 | 12068137.67 | 8009289.97 | 8009289.99 | 15409453.97 | 15409453.93 | 10200699.03 | 10200699.01 | 3852363.47 | 3852363.49 | 2550174.76 | 2550174.77
Costs |  | 15113.8802 | 5124.8727 | 10633.9387 | 18947.907 | 18947.907 | 13347.2394 |  | 198894733.72 | 57077268.94 | 189460909.88 | 288432615.78 | 288432615.78 | 170615581.24 | 141817464.78 | 198894733.72 | 57077268.94 | 189460909.88 | 288432615.78 | 288432615.78 | 170615581.24 | 141817464.78 | 30510622.08 | 16388608.54 | 39394138.76 | 39394138.78 | 8383924.62 | 4438959 | 16052594.7 | 16052594.76 | 15255311.04 | 8194304.27 | 19697069.38 | 19697069.39 | 4191962.31 | 2219479.5 | 8026297.35 | 8026297.38
Present Value |  | 3524.6454 | 6071.9669 | -1368.9489 | -379.5347 | -309.3814 | -850.7823 |  | 90289197.73 | 116719427.57 | -45950967.44 | -535749.87 | 751315.67 | 30158695.27 | -26430229.84 | 90289197.73 | 116719427.57 | -45950967.44 | -535749.87 | 751315.67 | 30158695.27 | -26430229.84 | 17761928.7 | 31883942.15 | -7356978.82 | -7356978.89 | 3684212.96 | 7629178.67 | -8043304.73 | -8043304.77 | 154142.93 | 7215149.66 | -9496370.35 | -9496370.38 | -339598.84 | 1632883.99 | -5476122.59 | -5476122.61
Benefit Cost Ratio |  | 1.2332 | 2.1848 | 0.87127 | 0.97997 | 0.98367 | 0.93626 |  | 1.454 | 3.0449 | 0.75746 | 0.99814 | 1.0026 | 1.1768 | 0.81363 | 1.454 | 3.0449 | 0.75746 | 0.99814 | 1.0026 | 1.1768 | 0.81363 | 1.5822 | 2.9455 | 0.81325 | 0.81325 | 1.4394 | 2.7187 | 0.49894 | 0.49894 | 1.0101 | 1.8805 | 0.51788 | 0.51788 | 0.91899 | 1.7357 | 0.31773 | 0.31773
Bids into FCM
| Number of Projects in Block: | 18
Concatenated Results Over Cost Tests
Avoided Energy |  | -000000127.26 ¦ -000000127.26 ¦ +000000000.00 ¦ -000000127.26 ¦ -000000127.26 ¦ -000000101.42 ¦
Avoided Generation Capacity - Passive |  | +000022759.10 ¦ +000022759.10 ¦ +000000000.00 ¦ +000022759.10 ¦ +000022759.10 ¦ +000013894.65 ¦
Avoided Generation Capacity - Active |  | +000015172.73 ¦ +000000000.00 ¦ +000000000.00 ¦ +000015172.73 ¦ +000015172.73 ¦ +000009263.10 ¦
Avoided T&D Capacity - Passive |  | +000044924.39 ¦ +000044924.39 ¦ +000000000.00 ¦ +000044924.39 ¦ +000044924.39 ¦ +000035043.98 ¦
Avoided T&D Capacity - Active |  | +000029949.59 ¦ +000000000.00 ¦ +000000000.00 ¦ +000029949.59 ¦ +000029949.59 ¦ +000023362.65 ¦
Reliability - Passive |  | +000004746.39 ¦ +000004746.39 ¦ +000000000.00 ¦ +000004746.39 ¦ +000004746.39 ¦ +000003891.96 ¦
Reliability - Active |  | +000003164.26 ¦ +000000000.00 ¦ +000000000.00 ¦ +000003164.26 ¦ +000003164.26 ¦ +000002594.64 ¦
DRIPE Energy Impacts |  | +000000832.30 ¦ +000000832.30 ¦ +000000000.00 ¦ +000000832.30 ¦ +000000832.30 ¦ +000000648.22 ¦
DRIPE Capacity Impacts - Passive |  | +000128495.64 ¦ +000128495.64 ¦ +000000000.00 ¦ +000128495.64 ¦ +000128495.64 ¦ +000081846.18 ¦
DRIPE Capacity Impacts - Active |  | +000085663.76 ¦ +000000000.00 ¦ +000000000.00 ¦ +000085663.76 ¦ +000085663.76 ¦ +000054564.12 ¦
Cross-DRIPE Impacts |  | -000000087.45 ¦ -000000087.45 ¦ +000000000.00 ¦ -000000087.45 ¦ -000000087.45 ¦ -000000071.86 ¦
Non-Embedded Emissions |  | +000000000.00 ¦ +000000000.00 ¦ +000000000.00 ¦ -000001262.76 ¦ +000000000.00 ¦ +000000000.00 ¦
Market Revenue |  | +000000000.00 ¦ +000000000.00 ¦ +000000000.00 ¦ +000000000.00 ¦ +000000000.00 ¦ +000000000.00 ¦
Avoided Ancillary Services |  | +000000000.00 ¦ +000000000.00 ¦ +000000000.00 ¦ +000000000.00 ¦ +000000000.00 ¦ +000000000.00 ¦
Job Creation Benefits |  | +000000000.00 ¦ +000000000.00 ¦ +000000000.00 ¦ +000000000.00 ¦ +000000000.00 ¦ +000000000.00 ¦
Net Societal Non-Energy Benefits |  | +000000000.00 ¦ +000000000.00 ¦ +000000000.00 ¦ +000000000.00 ¦ +000000000.00 ¦ +000000000.00 ¦
Net Participant Non-Energy Benefits |  | +000000000.00 ¦ +000000000.00 ¦ +000000000.00 ¦ +000000000.00 ¦ +000000000.00 ¦ +000000000.00 ¦
Net Avoided Outage Benefits |  | +000000000.00 ¦ +000000000.00 ¦ +000030954.05 ¦ +000000000.00 ¦ +000000000.00 ¦ +000000000.00 ¦
Participant Bill Savings |  | +000000000.00 ¦ +000000000.00 ¦ +000013321.79 ¦ +000000000.00 ¦ +000000000.00 ¦ -000015794.82 ¦
Upfront Program Incentives |  | -000068715.24 ¦ -000068715.24 ¦ +000060247.93 ¦ +000000000.00 ¦ +000000000.00 ¦ -000063673.68 ¦
Performance Incentives |  | -000090265.47 ¦ +000000000.00 ¦ +000062246.04 ¦ +000000000.00 ¦ +000000000.00 ¦ -000072518.11 ¦
Non-Program Incentives |  | +000000000.00 ¦ +000000000.00 ¦ +000000000.00 ¦ +000000000.00 ¦ +000000000.00 ¦ +000000000.00 ¦
Upfront Incentive Administration |  | -000023532.47 ¦ -000023532.47 ¦ +000000000.00 ¦ -000023532.47 ¦ -000023532.47 ¦ -000020586.19 ¦
Performance Incentive Administration |  | -000089536.66 ¦ +000000000.00 ¦ +000000000.00 ¦ -000089536.66 ¦ -000089536.66 ¦ -000067677.49 ¦
Participant Incremental DER Costs |  | +000000000.00 ¦ +000000000.00 ¦ -000191410.90 ¦ -000227993.20 ¦ -000227993.20 ¦ +000000000.00 ¦
Combo:
| Project Type & Install Block | -000000127.26 ¦ -000000127.26 ¦ +000000000.00 ¦ -000000127.26 ¦ -000000127.26 ¦ -000000101.42 ¦ +000022759.10 ¦ +000022759.10 ¦ +000000000.00 ¦ +000022759.10 ¦ +000022759.10 ¦ +000013894.65 ¦ +000015172.73 ¦ +000000000.00 ¦ +000000000.00 ¦ +000015172.73 ¦ +000015172.73 ¦ +000009263.10 ¦ +000044924.39 ¦ +000044924.39 ¦ +000000000.00 ¦ +000044924.39 ¦ +000044924.39 ¦ +000035043.98 ¦ +000029949.59 ¦ +000000000.00 ¦ +000000000.00 ¦ +000029949.59 ¦ +000029949.59 ¦ +000023362.65 ¦ +000004746.39 ¦ +000004746.39 ¦ +000000000.00 ¦ +000004746.39 ¦ +000004746.39 ¦ +000003891.96 ¦ +000003164.26 ¦ +000000000.00 ¦ +000000000.00 ¦ +000003164.26 ¦ +000003164.26 ¦ +000002594.64 ¦ +000000832.30 ¦ +000000832.30 ¦ +000000000.00 ¦ +000000832.30 ¦ +000000832.30 ¦ +000000648.22 ¦ +000128495.64 ¦ +000128495.64 ¦ +000000000.00 ¦ +000128495.64 ¦ +000128495.64 ¦ +000081846.18 ¦ +000085663.76 ¦ +000000000.00 ¦ +000000000.00 ¦ +000085663.76 ¦ +000085663.76 ¦ +000054564.12 ¦ -000000087.45 ¦ -000000087.45 ¦ +000000000.00 ¦ -000000087.45 ¦ -000000087.45 ¦ -000000071.86 ¦ +000000000.00 ¦ +000000000.00 ¦ +000000000.00 ¦ -000001262.76 ¦ +000000000.00 ¦ +000000000.00 ¦ +000000000.00 ¦ +000000000.00 ¦ +000000000.00 ¦ +000000000.00 ¦ +000000000.00 ¦ +000000000.00 ¦ +000000000.00 ¦ +000000000.00 ¦ +000000000.00 ¦ +000000000.00 ¦ +000000000.00 ¦ +000000000.00 ¦ +000000000.00 ¦ +000000000.00 ¦ +000000000.00 ¦ +000000000.00 ¦ +000000000.00 ¦ +000000000.00 ¦ +000000000.00 ¦ +000000000.00 ¦ +000000000.00 ¦ +000000000.00 ¦ +000000000.00 ¦ +000000000.00 ¦ +000000000.00 ¦ +000000000.00 ¦ +000000000.00 ¦ +000000000.00 ¦ +000000000.00 ¦ +000000000.00 ¦ +000000000.00 ¦ +000000000.00 ¦ +000030954.05 ¦ +000000000.00 ¦ +000000000.00 ¦ +000000000.00 ¦ +000000000.00 ¦ +000000000.00 ¦ +000013321.79 ¦ +000000000.00 ¦ +000000000.00 ¦ -000015794.82 ¦ -000068715.24 ¦ -000068715.24 ¦ +000060247.93 ¦ +000000000.00 ¦ +000000000.00 ¦ -000063673.68 ¦ -000090265.47 ¦ +000000000.00 ¦ +000062246.04 ¦ +000000000.00 ¦ +000000000.00 ¦ -000072518.11 ¦ +000000000.00 ¦ +000000000.00 ¦ +000000000.00 ¦ +000000000.00 ¦ +000000000.00 ¦ +000000000.00 ¦ -000023532.47 ¦ -000023532.47 ¦ +000000000.00 ¦ -000023532.47 ¦ -000023532.47 ¦ -000020586.19 ¦ -000089536.66 ¦ +000000000.00 ¦ +000000000.00 ¦ -000089536.66 ¦ -000089536.66 ¦ -000067677.49 ¦ +000000000.00 ¦ +000000000.00 ¦ -000191410.90 ¦ -000227993.20 ¦ -000227993.20 ¦ +000000000.00 ¦ | Project Type | Install Block | EDC | Residential | FCM Participation | Year | Target Participant Group
| Eversource ¦ Standalone ¦ Customer Owned ¦ Residential Non-LMI ¦ Does Not Bid into FCM ¦ Residential ¦ 2022 ¦ 10 | -000002881.05 ¦ -000002881.05 ¦ +000000000.00 ¦ -000002881.05 ¦ -000002881.05 ¦ -000002290.07 ¦ +000420742.07 ¦ +000420742.07 ¦ +000000000.00 ¦ +000420742.07 ¦ +000420742.07 ¦ +000266445.43 ¦ +000280494.71 ¦ +000000000.00 ¦ +000000000.00 ¦ +000280494.71 ¦ +000280494.71 ¦ +000177630.29 ¦ +000846810.07 ¦ +000846810.07 ¦ +000000000.00 ¦ +000846810.07 ¦ +000846810.07 ¦ +000686220.66 ¦ +000564540.05 ¦ +000000000.00 ¦ +000000000.00 ¦ +000564540.05 ¦ +000564540.05 ¦ +000457480.44 ¦ +000088994.55 ¦ +000088994.55 ¦ +000000000.00 ¦ +000088994.55 ¦ +000088994.55 ¦ +000076247.40 ¦ +000059329.70 ¦ +000000000.00 ¦ +000000000.00 ¦ +000059329.70 ¦ +000059329.70 ¦ +000050831.60 ¦ +000015084.90 ¦ +000015084.90 ¦ +000000000.00 ¦ +000015084.90 ¦ +000015084.90 ¦ +000012294.18 ¦ +001765978.83 ¦ +001765978.83 ¦ +000000000.00 ¦ +001765978.83 ¦ +001765978.83 ¦ +001167155.14 ¦ +001177319.22 ¦ +000000000.00 ¦ +000000000.00 ¦ +001177319.22 ¦ +001177319.22 ¦ +000778103.43 ¦ -000001681.67 ¦ -000001681.67 ¦ +000000000.00 ¦ -000001681.67 ¦ -000001681.67 ¦ -000001440.84 ¦ +000000000.00 ¦ +000000000.00 ¦ +000000000.00 ¦ -000026522.43 ¦ +000000000.00 ¦ +000000000.00 ¦ +000000000.00 ¦ +000000000.00 ¦ +000000000.00 ¦ +000000000.00 ¦ +000000000.00 ¦ +000000000.00 ¦ +000000000.00 ¦ +000000000.00 ¦ +000000000.00 ¦ +000000000.00 ¦ +000000000.00 ¦ +000000000.00 ¦ +000000000.00 ¦ +000000000.00 ¦ +000000000.00 ¦ +000000000.00 ¦ +000000000.00 ¦ +000000000.00 ¦ +000000000.00 ¦ +000000000.00 ¦ +000000000.00 ¦ +000000000.00 ¦ +000000000.00 ¦ +000000000.00 ¦ +000000000.00 ¦ +000000000.00 ¦ +000000000.00 ¦ +000000000.00 ¦ +000000000.00 ¦ +000000000.00 ¦ +000000000.00 ¦ +000000000.00 ¦ +000623127.27 ¦ +000000000.00 ¦ +000000000.00 ¦ +000000000.00 ¦ +000000000.00 ¦ +000000000.00 ¦ +000149730.54 ¦ +000000000.00 ¦ +000000000.00 ¦ -000172684.60 ¦ -000880776.70 ¦ -000880776.70 ¦ +000824727.27 ¦ +000000000.00 ¦ +000000000.00 ¦ -000847850.47 ¦ -001735504.14 ¦ +000000000.00 ¦ +001278118.69 ¦ +000000000.00 ¦ +000000000.00 ¦ -001448428.47 ¦ +000000000.00 ¦ +000000000.00 ¦ +000000000.00 ¦ +000000000.00 ¦ +000000000.00 ¦ +000000000.00 ¦ -001093898.55 ¦ -001093898.55 ¦ +000000000.00 ¦ -001093898.55 ¦ -001093898.55 ¦ -001017233.55 ¦ -000572148.89 ¦ +000000000.00 ¦ +000000000.00 ¦ -000572148.89 ¦ -000572148.89 ¦ -000492135.57 ¦ +000000000.00 ¦ +000000000.00 ¦ -004054734.50 ¦ -004520966.14 ¦ -004520966.14 ¦ +000000000.00 ¦ | Eversource ¦ Standalone ¦ Customer Owned ¦ Residential Non-LMI ¦ Does Not Bid into FCM | Residential ¦ 2022 ¦ 10 | Eversource | Residential | Does Not Bid into FCM | 2022 | Residential Non-LMI
| Eversource ¦ Standalone ¦ Customer Owned ¦ Residential Non-LMI ¦ Bids into FCM ¦ Residential ¦ 2022 ¦ 10 | -000002881.05 ¦ -000002881.05 ¦ +000000000.00 ¦ -000002881.05 ¦ -000002881.05 ¦ -000002290.07 ¦ +000284894.06 ¦ +000284894.06 ¦ +000000000.00 ¦ +000284894.06 ¦ +000284894.06 ¦ +000228913.42 ¦ +000189929.37 ¦ +000000000.00 ¦ +000000000.00 ¦ +000189929.37 ¦ +000189929.37 ¦ +000152608.95 ¦ +000846810.07 ¦ +000846810.07 ¦ +000000000.00 ¦ +000846810.07 ¦ +000846810.07 ¦ +000686220.66 ¦ +000564540.05 ¦ +000000000.00 ¦ +000000000.00 ¦ +000564540.05 ¦ +000564540.05 ¦ +000457480.44 ¦ +000005159.95 ¦ +000005159.95 ¦ +000000000.00 ¦ +000005159.95 ¦ +000005159.95 ¦ +000004579.35 ¦ +000003439.97 ¦ +000000000.00 ¦ +000000000.00 ¦ +000003439.97 ¦ +000003439.97 ¦ +000003052.90 ¦ +000015084.90 ¦ +000015084.90 ¦ +000000000.00 ¦ +000015084.90 ¦ +000015084.90 ¦ +000012294.18 ¦ +000419202.10 ¦ +000419202.10 ¦ +000000000.00 ¦ +000419202.10 ¦ +000419202.10 ¦ +000371389.77 ¦ +000279468.07 ¦ +000000000.00 ¦ +000000000.00 ¦ +000279468.07 ¦ +000279468.07 ¦ +000247593.18 ¦ -000001681.67 ¦ -000001681.67 ¦ +000000000.00 ¦ -000001681.67 ¦ -000001681.67 ¦ -000001440.84 ¦ +000000000.00 ¦ +000000000.00 ¦ +000000000.00 ¦ -000026522.43 ¦ +000000000.00 ¦ +000000000.00 ¦ +000000000.00 ¦ +000000000.00 ¦ +000000000.00 ¦ +000000000.00 ¦ +000000000.00 ¦ +000000000.00 ¦ +000000000.00 ¦ +000000000.00 ¦ +000000000.00 ¦ +000000000.00 ¦ +000000000.00 ¦ +000000000.00 ¦ +000000000.00 ¦ +000000000.00 ¦ +000000000.00 ¦ +000000000.00 ¦ +000000000.00 ¦ +000000000.00 ¦ +000000000.00 ¦ +000000000.00 ¦ +000000000.00 ¦ +000000000.00 ¦ +000000000.00 ¦ +000000000.00 ¦ +000000000.00 ¦ +000000000.00 ¦ +000000000.00 ¦ +000000000.00 ¦ +000000000.00 ¦ +000000000.00 ¦ +000000000.00 ¦ +000000000.00 ¦ +000623127.27 ¦ +000000000.00 ¦ +000000000.00 ¦ +000000000.00 ¦ +000000000.00 ¦ +000000000.00 ¦ +000149730.54 ¦ +000000000.00 ¦ +000000000.00 ¦ -000172684.60 ¦ -000880776.70 ¦ -000880776.70 ¦ +000824727.27 ¦ +000000000.00 ¦ +000000000.00 ¦ -000847850.47 ¦ -001735504.14 ¦ +000000000.00 ¦ +001278118.69 ¦ +000000000.00 ¦ +000000000.00 ¦ -001448428.47 ¦ +000000000.00 ¦ +000000000.00 ¦ +000000000.00 ¦ +000000000.00 ¦ +000000000.00 ¦ +000000000.00 ¦ -001093898.55 ¦ -001093898.55 ¦ +000000000.00 ¦ -001093898.55 ¦ -001093898.55 ¦ -001017233.55 ¦ -000572148.89 ¦ +000000000.00 ¦ +000000000.00 ¦ -000572148.89 ¦ -000572148.89 ¦ -000492135.57 ¦ +000000000.00 ¦ +000000000.00 ¦ -004054734.50 ¦ -004520966.14 ¦ -004520966.14 ¦ +000000000.00 ¦ | Eversource ¦ Standalone ¦ Customer Owned ¦ Residential Non-LMI ¦ Bids into FCM | Residential ¦ 2022 ¦ 10 | Eversource | Residential | Bids into FCM | 2022 | Residential Non-LMI
| Eversource ¦ Standalone ¦ Customer Owned ¦ Residential Underserved ¦ Does Not Bid into FCM ¦ Residential ¦ 2022 ¦ 10 | -000001440.53 ¦ -000001440.53 ¦ +000000000.00 ¦ -000001440.53 ¦ -000001440.53 ¦ -000001145.03 ¦ +000210371.03 ¦ +000210371.03 ¦ +000000000.00 ¦ +000210371.03 ¦ +000210371.03 ¦ +000133222.72 ¦ +000140247.36 ¦ +000000000.00 ¦ +000000000.00 ¦ +000140247.36 ¦ +000140247.36 ¦ +000088815.14 ¦ +000423405.04 ¦ +000423405.04 ¦ +000000000.00 ¦ +000423405.04 ¦ +000423405.04 ¦ +000343110.33 ¦ +000282270.02 ¦ +000000000.00 ¦ +000000000.00 ¦ +000282270.02 ¦ +000282270.02 ¦ +000228740.22 ¦ +000044497.27 ¦ +000044497.27 ¦ +000000000.00 ¦ +000044497.27 ¦ +000044497.27 ¦ +000038123.70 ¦ +000029664.85 ¦ +000000000.00 ¦ +000000000.00 ¦ +000029664.85 ¦ +000029664.85 ¦ +000025415.80 ¦ +000007542.45 ¦ +000007542.45 ¦ +000000000.00 ¦ +000007542.45 ¦ +000007542.45 ¦ +000006147.09 ¦ +000882989.41 ¦ +000882989.41 ¦ +000000000.00 ¦ +000882989.41 ¦ +000882989.41 ¦ +000583577.57 ¦ +000588659.61 ¦ +000000000.00 ¦ +000000000.00 ¦ +000588659.61 ¦ +000588659.61 ¦ +000389051.71 ¦ -000000840.84 ¦ -000000840.84 ¦ +000000000.00 ¦ -000000840.84 ¦ -000000840.84 ¦ -000000720.42 ¦ +000000000.00 ¦ +000000000.00 ¦ +000000000.00 ¦ -000013261.22 ¦ +000000000.00 ¦ +000000000.00 ¦ +000000000.00 ¦ +000000000.00 ¦ +000000000.00 ¦ +000000000.00 ¦ +000000000.00 ¦ +000000000.00 ¦ +000000000.00 ¦ +000000000.00 ¦ +000000000.00 ¦ +000000000.00 ¦ +000000000.00 ¦ +000000000.00 ¦ +000000000.00 ¦ +000000000.00 ¦ +000000000.00 ¦ +000000000.00 ¦ +000000000.00 ¦ +000000000.00 ¦ +000000000.00 ¦ +000000000.00 ¦ +000000000.00 ¦ +000000000.00 ¦ +000000000.00 ¦ +000000000.00 ¦ +000000000.00 ¦ +000000000.00 ¦ +000000000.00 ¦ +000000000.00 ¦ +000000000.00 ¦ +000000000.00 ¦ +000000000.00 ¦ +000000000.00 ¦ +000311563.64 ¦ +000000000.00 ¦ +000000000.00 ¦ +000000000.00 ¦ +000000000.00 ¦ +000000000.00 ¦ +000074865.27 ¦ +000000000.00 ¦ +000000000.00 ¦ -000086342.30 ¦ -000660582.52 ¦ -000660582.52 ¦ +000618545.45 ¦ +000000000.00 ¦ +000000000.00 ¦ -000635887.85 ¦ -000867752.07 ¦ +000000000.00 ¦ +000639059.34 ¦ +000000000.00 ¦ +000000000.00 ¦ -000724214.23 ¦ +000000000.00 ¦ +000000000.00 ¦ +000000000.00 ¦ +000000000.00 ¦ +000000000.00 ¦ +000000000.00 ¦ -000546949.28 ¦ -000546949.28 ¦ +000000000.00 ¦ -000546949.28 ¦ -000546949.28 ¦ -000508616.78 ¦ -000286074.45 ¦ +000000000.00 ¦ +000000000.00 ¦ -000286074.45 ¦ -000286074.45 ¦ -000246067.78 ¦ +000000000.00 ¦ +000000000.00 ¦ -002027367.25 ¦ -002260483.07 ¦ -002260483.07 ¦ +000000000.00 ¦ | Eversource ¦ Standalone ¦ Customer Owned ¦ Residential Underserved ¦ Does Not Bid into FCM | Residential ¦ 2022 ¦ 10 | Eversource | Residential | Does Not Bid into FCM | 2022 | Residential Underserved
| Eversource ¦ Standalone ¦ Customer Owned ¦ Residential Underserved ¦ Bids into FCM ¦ Residential ¦ 2022 ¦ 10 | -000001440.53 ¦ -000001440.53 ¦ +000000000.00 ¦ -000001440.53 ¦ -000001440.53 ¦ -000001145.03 ¦ +000142447.03 ¦ +000142447.03 ¦ +000000000.00 ¦ +000142447.03 ¦ +000142447.03 ¦ +000114456.71 ¦ +000094964.69 ¦ +000000000.00 ¦ +000000000.00 ¦ +000094964.69 ¦ +000094964.69 ¦ +000076304.47 ¦ +000423405.04 ¦ +000423405.04 ¦ +000000000.00 ¦ +000423405.04 ¦ +000423405.04 ¦ +000343110.33 ¦ +000282270.02 ¦ +000000000.00 ¦ +000000000.00 ¦ +000282270.02 ¦ +000282270.02 ¦ +000228740.22 ¦ +000002579.98 ¦ +000002579.98 ¦ +000000000.00 ¦ +000002579.98 ¦ +000002579.98 ¦ +000002289.68 ¦ +000001719.98 ¦ +000000000.00 ¦ +000000000.00 ¦ +000001719.98 ¦ +000001719.98 ¦ +000001526.45 ¦ +000007542.45 ¦ +000007542.45 ¦ +000000000.00 ¦ +000007542.45 ¦ +000007542.45 ¦ +000006147.09 ¦ +000209601.05 ¦ +000209601.05 ¦ +000000000.00 ¦ +000209601.05 ¦ +000209601.05 ¦ +000185694.88 ¦ +000139734.03 ¦ +000000000.00 ¦ +000000000.00 ¦ +000139734.03 ¦ +000139734.03 ¦ +000123796.59 ¦ -000000840.84 ¦ -000000840.84 ¦ +000000000.00 ¦ -000000840.84 ¦ -000000840.84 ¦ -000000720.42 ¦ +000000000.00 ¦ +000000000.00 ¦ +000000000.00 ¦ -000013261.22 ¦ +000000000.00 ¦ +000000000.00 ¦ +000000000.00 ¦ +000000000.00 ¦ +000000000.00 ¦ +000000000.00 ¦ +000000000.00 ¦ +000000000.00 ¦ +000000000.00 ¦ +000000000.00 ¦ +000000000.00 ¦ +000000000.00 ¦ +000000000.00 ¦ +000000000.00 ¦ +000000000.00 ¦ +000000000.00 ¦ +000000000.00 ¦ +000000000.00 ¦ +000000000.00 ¦ +000000000.00 ¦ +000000000.00 ¦ +000000000.00 ¦ +000000000.00 ¦ +000000000.00 ¦ +000000000.00 ¦ +000000000.00 ¦ +000000000.00 ¦ +000000000.00 ¦ +000000000.00 ¦ +000000000.00 ¦ +000000000.00 ¦ +000000000.00 ¦ +000000000.00 ¦ +000000000.00 ¦ +000311563.64 ¦ +000000000.00 ¦ +000000000.00 ¦ +000000000.00 ¦ +000000000.00 ¦ +000000000.00 ¦ +000074865.27 ¦ +000000000.00 ¦ +000000000.00 ¦ -000086342.30 ¦ -000660582.52 ¦ -000660582.52 ¦ +000618545.45 ¦ +000000000.00 ¦ +000000000.00 ¦ -000635887.85 ¦ -000867752.07 ¦ +000000000.00 ¦ +000639059.34 ¦ +000000000.00 ¦ +000000000.00 ¦ -000724214.23 ¦ +000000000.00 ¦ +000000000.00 ¦ +000000000.00 ¦ +000000000.00 ¦ +000000000.00 ¦ +000000000.00 ¦ -000546949.28 ¦ -000546949.28 ¦ +000000000.00 ¦ -000546949.28 ¦ -000546949.28 ¦ -000508616.78 ¦ -000286074.45 ¦ +000000000.00 ¦ +000000000.00 ¦ -000286074.45 ¦ -000286074.45 ¦ -000246067.78 ¦ +000000000.00 ¦ +000000000.00 ¦ -002027367.25 ¦ -002260483.07 ¦ -002260483.07 ¦ +000000000.00 ¦ | Eversource ¦ Standalone ¦ Customer Owned ¦ Residential Underserved ¦ Bids into FCM | Residential ¦ 2022 ¦ 10 | Eversource | Residential | Bids into FCM | 2022 | Residential Underserved
| Eversource ¦ Standalone ¦ Customer Owned ¦ Residential Low Income ¦ Does Not Bid into FCM ¦ Residential ¦ 2022 ¦ 10 | -000000480.18 ¦ -000000480.18 ¦ +000000000.00 ¦ -000000480.18 ¦ -000000480.18 ¦ -000000381.68 ¦ +000070123.68 ¦ +000070123.68 ¦ +000000000.00 ¦ +000070123.68 ¦ +000070123.68 ¦ +000044407.57 ¦ +000046749.12 ¦ +000000000.00 ¦ +000000000.00 ¦ +000046749.12 ¦ +000046749.12 ¦ +000029605.05 ¦ +000141135.01 ¦ +000141135.01 ¦ +000000000.00 ¦ +000141135.01 ¦ +000141135.01 ¦ +000114370.11 ¦ +000094090.01 ¦ +000000000.00 ¦ +000000000.00 ¦ +000094090.01 ¦ +000094090.01 ¦ +000076246.74 ¦ +000014832.42 ¦ +000014832.42 ¦ +000000000.00 ¦ +000014832.42 ¦ +000014832.42 ¦ +000012707.90 ¦ +000009888.28 ¦ +000000000.00 ¦ +000000000.00 ¦ +000009888.28 ¦ +000009888.28 ¦ +000008471.93 ¦ +000002514.15 ¦ +000002514.15 ¦ +000000000.00 ¦ +000002514.15 ¦ +000002514.15 ¦ +000002049.03 ¦ +000294329.80 ¦ +000294329.80 ¦ +000000000.00 ¦ +000294329.80 ¦ +000294329.80 ¦ +000194525.86 ¦ +000196219.87 ¦ +000000000.00 ¦ +000000000.00 ¦ +000196219.87 ¦ +000196219.87 ¦ +000129683.90 ¦ -000000280.28 ¦ -000000280.28 ¦ +000000000.00 ¦ -000000280.28 ¦ -000000280.28 ¦ -000000240.14 ¦ +000000000.00 ¦ +000000000.00 ¦ +000000000.00 ¦ -000004420.41 ¦ +000000000.00 ¦ +000000000.00 ¦ +000000000.00 ¦ +000000000.00 ¦ +000000000.00 ¦ +000000000.00 ¦ +000000000.00 ¦ +000000000.00 ¦ +000000000.00 ¦ +000000000.00 ¦ +000000000.00 ¦ +000000000.00 ¦ +000000000.00 ¦ +000000000.00 ¦ +000000000.00 ¦ +000000000.00 ¦ +000000000.00 ¦ +000000000.00 ¦ +000000000.00 ¦ +000000000.00 ¦ +000000000.00 ¦ +000000000.00 ¦ +000000000.00 ¦ +000000000.00 ¦ +000000000.00 ¦ +000000000.00 ¦ +000000000.00 ¦ +000000000.00 ¦ +000000000.00 ¦ +000000000.00 ¦ +000000000.00 ¦ +000000000.00 ¦ +000000000.00 ¦ +000000000.00 ¦ +000103854.55 ¦ +000000000.00 ¦ +000000000.00 ¦ +000000000.00 ¦ +000000000.00 ¦ +000000000.00 ¦ +000024955.09 ¦ +000000000.00 ¦ +000000000.00 ¦ -000028780.77 ¦ -000293592.23 ¦ -000293592.23 ¦ +000274909.09 ¦ +000000000.00 ¦ +000000000.00 ¦ -000282616.82 ¦ -000289250.69 ¦ +000000000.00 ¦ +000213019.78 ¦ +000000000.00 ¦ +000000000.00 ¦ -000241404.74 ¦ +000000000.00 ¦ +000000000.00 ¦ +000000000.00 ¦ +000000000.00 ¦ +000000000.00 ¦ +000000000.00 ¦ -000182316.43 ¦ -000182316.43 ¦ +000000000.00 ¦ -000182316.43 ¦ -000182316.43 ¦ -000169538.93 ¦ -000095358.15 ¦ +000000000.00 ¦ +000000000.00 ¦ -000095358.15 ¦ -000095358.15 ¦ -000082022.59 ¦ +000000000.00 ¦ +000000000.00 ¦ -000675789.08 ¦ -000753494.36 ¦ -000753494.36 ¦ +000000000.00 ¦ | Eversource ¦ Standalone ¦ Customer Owned ¦ Residential Low Income ¦ Does Not Bid into FCM | Residential ¦ 2022 ¦ 10 | Eversource | Residential | Does Not Bid into FCM | 2022 | Residential Low Income
| Eversource ¦ Standalone ¦ Customer Owned ¦ Residential Low Income ¦ Bids into FCM ¦ Residential ¦ 2022 ¦ 10 | -000000480.18 ¦ -000000480.18 ¦ +000000000.00 ¦ -000000480.18 ¦ -000000480.18 ¦ -000000381.68 ¦ +000047482.34 ¦ +000047482.34 ¦ +000000000.00 ¦ +000047482.34 ¦ +000047482.34 ¦ +000038152.24 ¦ +000031654.90 ¦ +000000000.00 ¦ +000000000.00 ¦ +000031654.90 ¦ +000031654.90 ¦ +000025434.82 ¦ +000141135.01 ¦ +000141135.01 ¦ +000000000.00 ¦ +000141135.01 ¦ +000141135.01 ¦ +000114370.11 ¦ +000094090.01 ¦ +000000000.00 ¦ +000000000.00 ¦ +000094090.01 ¦ +000094090.01 ¦ +000076246.74 ¦ +000000859.99 ¦ +000000859.99 ¦ +000000000.00 ¦ +000000859.99 ¦ +000000859.99 ¦ +000000763.23 ¦ +000000573.33 ¦ +000000000.00 ¦ +000000000.00 ¦ +000000573.33 ¦ +000000573.33 ¦ +000000508.82 ¦ +000002514.15 ¦ +000002514.15 ¦ +000000000.00 ¦ +000002514.15 ¦ +000002514.15 ¦ +000002049.03 ¦ +000069867.02 ¦ +000069867.02 ¦ +000000000.00 ¦ +000069867.02 ¦ +000069867.02 ¦ +000061898.29 ¦ +000046578.01 ¦ +000000000.00 ¦ +000000000.00 ¦ +000046578.01 ¦ +000046578.01 ¦ +000041265.53 ¦ -000000280.28 ¦ -000000280.28 ¦ +000000000.00 ¦ -000000280.28 ¦ -000000280.28 ¦ -000000240.14 ¦ +000000000.00 ¦ +000000000.00 ¦ +000000000.00 ¦ -000004420.41 ¦ +000000000.00 ¦ +000000000.00 ¦ +000000000.00 ¦ +000000000.00 ¦ +000000000.00 ¦ +000000000.00 ¦ +000000000.00 ¦ +000000000.00 ¦ +000000000.00 ¦ +000000000.00 ¦ +000000000.00 ¦ +000000000.00 ¦ +000000000.00 ¦ +000000000.00 ¦ +000000000.00 ¦ +000000000.00 ¦ +000000000.00 ¦ +000000000.00 ¦ +000000000.00 ¦ +000000000.00 ¦ +000000000.00 ¦ +000000000.00 ¦ +000000000.00 ¦ +000000000.00 ¦ +000000000.00 ¦ +000000000.00 ¦ +000000000.00 ¦ +000000000.00 ¦ +000000000.00 ¦ +000000000.00 ¦ +000000000.00 ¦ +000000000.00 ¦ +000000000.00 ¦ +000000000.00 ¦ +000103854.55 ¦ +000000000.00 ¦ +000000000.00 ¦ +000000000.00 ¦ +000000000.00 ¦ +000000000.00 ¦ +000024955.09 ¦ +000000000.00 ¦ +000000000.00 ¦ -000028780.77 ¦ -000293592.23 ¦ -000293592.23 ¦ +000274909.09 ¦ +000000000.00 ¦ +000000000.00 ¦ -000282616.82 ¦ -000289250.69 ¦ +000000000.00 ¦ +000213019.78 ¦ +000000000.00 ¦ +000000000.00 ¦ -000241404.74 ¦ +000000000.00 ¦ +000000000.00 ¦ +000000000.00 ¦ +000000000.00 ¦ +000000000.00 ¦ +000000000.00 ¦ -000182316.43 ¦ -000182316.43 ¦ +000000000.00 ¦ -000182316.43 ¦ -000182316.43 ¦ -000169538.93 ¦ -000095358.15 ¦ +000000000.00 ¦ +000000000.00 ¦ -000095358.15 ¦ -000095358.15 ¦ -000082022.59 ¦ +000000000.00 ¦ +000000000.00 ¦ -000675789.08 ¦ -000753494.36 ¦ -000753494.36 ¦ +000000000.00 ¦ | Eversource ¦ Standalone ¦ Customer Owned ¦ Residential Low Income ¦ Bids into FCM | Residential ¦ 2022 ¦ 10 | Eversource | Residential | Bids into FCM | 2022 | Residential Low Income
| Eversource ¦ Standalone ¦ Customer Owned ¦ Small C&I ¦ Does Not Bid into FCM ¦ Non-Residential ¦ 2022 ¦ 50 | -000001200.44 ¦ -000001200.44 ¦ +000000000.00 ¦ -000001200.44 ¦ -000001200.44 ¦ -000000954.19 ¦ +000175309.20 ¦ +000175309.20 ¦ +000000000.00 ¦ +000175309.20 ¦ +000175309.20 ¦ +000111018.93 ¦ +000116872.80 ¦ +000000000.00 ¦ +000000000.00 ¦ +000116872.80 ¦ +000116872.80 ¦ +000074012.62 ¦ +000352837.53 ¦ +000352837.53 ¦ +000000000.00 ¦ +000352837.53 ¦ +000352837.53 ¦ +000285925.27 ¦ +000235225.02 ¦ +000000000.00 ¦ +000000000.00 ¦ +000235225.02 ¦ +000235225.02 ¦ +000190616.85 ¦ +000037081.06 ¦ +000037081.06 ¦ +000000000.00 ¦ +000037081.06 ¦ +000037081.06 ¦ +000031769.75 ¦ +000024720.71 ¦ +000000000.00 ¦ +000000000.00 ¦ +000024720.71 ¦ +000024720.71 ¦ +000021179.83 ¦ +000006285.38 ¦ +000006285.38 ¦ +000000000.00 ¦ +000006285.38 ¦ +000006285.38 ¦ +000005122.57 ¦ +000735824.51 ¦ +000735824.51 ¦ +000000000.00 ¦ +000735824.51 ¦ +000735824.51 ¦ +000486314.64 ¦ +000490549.67 ¦ +000000000.00 ¦ +000000000.00 ¦ +000490549.67 ¦ +000490549.67 ¦ +000324209.76 ¦ -000000700.70 ¦ -000000700.70 ¦ +000000000.00 ¦ -000000700.70 ¦ -000000700.70 ¦ -000000600.35 ¦ +000000000.00 ¦ +000000000.00 ¦ +000000000.00 ¦ -000011051.01 ¦ +000000000.00 ¦ +000000000.00 ¦ +000000000.00 ¦ +000000000.00 ¦ +000000000.00 ¦ +000000000.00 ¦ +000000000.00 ¦ +000000000.00 ¦ +000000000.00 ¦ +000000000.00 ¦ +000000000.00 ¦ +000000000.00 ¦ +000000000.00 ¦ +000000000.00 ¦ +000000000.00 ¦ +000000000.00 ¦ +000000000.00 ¦ +000000000.00 ¦ +000000000.00 ¦ +000000000.00 ¦ +000000000.00 ¦ +000000000.00 ¦ +000000000.00 ¦ +000000000.00 ¦ +000000000.00 ¦ +000000000.00 ¦ +000000000.00 ¦ +000000000.00 ¦ +000000000.00 ¦ +000000000.00 ¦ +000000000.00 ¦ +000000000.00 ¦ +000000000.00 ¦ +000000000.00 ¦ +000259636.36 ¦ +000000000.00 ¦ +000000000.00 ¦ +000000000.00 ¦ +000000000.00 ¦ +000000000.00 ¦ +000041597.06 ¦ +000000000.00 ¦ +000000000.00 ¦ -000047973.99 ¦ -000366990.29 ¦ -000366990.29 ¦ +000343636.36 ¦ +000000000.00 ¦ +000000000.00 ¦ -000353271.03 ¦ -000723126.73 ¦ +000000000.00 ¦ +000532549.45 ¦ +000000000.00 ¦ +000000000.00 ¦ -000603511.86 ¦ +000000000.00 ¦ +000000000.00 ¦ +000000000.00 ¦ +000000000.00 ¦ +000000000.00 ¦ +000000000.00 ¦ -000060734.16 ¦ -000060734.16 ¦ +000000000.00 ¦ -000060734.16 ¦ -000060734.16 ¦ -000056477.65 ¦ -000238395.37 ¦ +000000000.00 ¦ +000000000.00 ¦ -000238395.37 ¦ -000238395.37 ¦ -000205056.49 ¦ +000000000.00 ¦ +000000000.00 ¦ -001659693.46 ¦ -001850788.94 ¦ -001850788.94 ¦ +000000000.00 ¦ | Eversource ¦ Standalone ¦ Customer Owned ¦ Small C&I ¦ Does Not Bid into FCM | Non-Residential ¦ 2022 ¦ 50 | Eversource | Non-Residential | Does Not Bid into FCM | 2022 | Small C&I
| Eversource ¦ Standalone ¦ Customer Owned ¦ Small C&I ¦ Bids into FCM ¦ Non-Residential ¦ 2022 ¦ 50 | -000001200.44 ¦ -000001200.44 ¦ +000000000.00 ¦ -000001200.44 ¦ -000001200.44 ¦ -000000954.19 ¦ +000118705.86 ¦ +000118705.86 ¦ +000000000.00 ¦ +000118705.86 ¦ +000118705.86 ¦ +000095380.59 ¦ +000079137.24 ¦ +000000000.00 ¦ +000000000.00 ¦ +000079137.24 ¦ +000079137.24 ¦ +000063587.06 ¦ +000352837.53 ¦ +000352837.53 ¦ +000000000.00 ¦ +000352837.53 ¦ +000352837.53 ¦ +000285925.27 ¦ +000235225.02 ¦ +000000000.00 ¦ +000000000.00 ¦ +000235225.02 ¦ +000235225.02 ¦ +000190616.85 ¦ +000002149.98 ¦ +000002149.98 ¦ +000000000.00 ¦ +000002149.98 ¦ +000002149.98 ¦ +000001908.06 ¦ +000001433.32 ¦ +000000000.00 ¦ +000000000.00 ¦ +000001433.32 ¦ +000001433.32 ¦ +000001272.04 ¦ +000006285.38 ¦ +000006285.38 ¦ +000000000.00 ¦ +000006285.38 ¦ +000006285.38 ¦ +000005122.57 ¦ +000174667.54 ¦ +000174667.54 ¦ +000000000.00 ¦ +000174667.54 ¦ +000174667.54 ¦ +000154745.74 ¦ +000116445.03 ¦ +000000000.00 ¦ +000000000.00 ¦ +000116445.03 ¦ +000116445.03 ¦ +000103163.82 ¦ -000000700.70 ¦ -000000700.70 ¦ +000000000.00 ¦ -000000700.70 ¦ -000000700.70 ¦ -000000600.35 ¦ +000000000.00 ¦ +000000000.00 ¦ +000000000.00 ¦ -000011051.01 ¦ +000000000.00 ¦ +000000000.00 ¦ +000000000.00 ¦ +000000000.00 ¦ +000000000.00 ¦ +000000000.00 ¦ +000000000.00 ¦ +000000000.00 ¦ +000000000.00 ¦ +000000000.00 ¦ +000000000.00 ¦ +000000000.00 ¦ +000000000.00 ¦ +000000000.00 ¦ +000000000.00 ¦ +000000000.00 ¦ +000000000.00 ¦ +000000000.00 ¦ +000000000.00 ¦ +000000000.00 ¦ +000000000.00 ¦ +000000000.00 ¦ +000000000.00 ¦ +000000000.00 ¦ +000000000.00 ¦ +000000000.00 ¦ +000000000.00 ¦ +000000000.00 ¦ +000000000.00 ¦ +000000000.00 ¦ +000000000.00 ¦ +000000000.00 ¦ +000000000.00 ¦ +000000000.00 ¦ +000259636.36 ¦ +000000000.00 ¦ +000000000.00 ¦ +000000000.00 ¦ +000000000.00 ¦ +000000000.00 ¦ +000041597.06 ¦ +000000000.00 ¦ +000000000.00 ¦ -000047973.99 ¦ -000366990.29 ¦ -000366990.29 ¦ +000343636.36 ¦ +000000000.00 ¦ +000000000.00 ¦ -000353271.03 ¦ -000723126.73 ¦ +000000000.00 ¦ +000532549.45 ¦ +000000000.00 ¦ +000000000.00 ¦ -000603511.86 ¦ +000000000.00 ¦ +000000000.00 ¦ +000000000.00 ¦ +000000000.00 ¦ +000000000.00 ¦ +000000000.00 ¦ -000060734.16 ¦ -000060734.16 ¦ +000000000.00 ¦ -000060734.16 ¦ -000060734.16 ¦ -000056477.65 ¦ -000238395.37 ¦ +000000000.00 ¦ +000000000.00 ¦ -000238395.37 ¦ -000238395.37 ¦ -000205056.49 ¦ +000000000.00 ¦ +000000000.00 ¦ -001659693.46 ¦ -001850788.94 ¦ -001850788.94 ¦ +000000000.00 ¦ | Eversource ¦ Standalone ¦ Customer Owned ¦ Small C&I ¦ Bids into FCM | Non-Residential ¦ 2022 ¦ 50 | Eversource | Non-Residential | Bids into FCM | 2022 | Small C&I
| Eversource ¦ Standalone ¦ Customer Owned ¦ Medium C&I ¦ Does Not Bid into FCM ¦ Non-Residential ¦ 2022 ¦ 50 | -000001440.53 ¦ -000001440.53 ¦ +000000000.00 ¦ -000001440.53 ¦ -000001440.53 ¦ -000001145.03 ¦ +000210371.03 ¦ +000210371.03 ¦ +000000000.00 ¦ +000210371.03 ¦ +000210371.03 ¦ +000133222.72 ¦ +000140247.36 ¦ +000000000.00 ¦ +000000000.00 ¦ +000140247.36 ¦ +000140247.36 ¦ +000088815.14 ¦ +000423405.04 ¦ +000423405.04 ¦ +000000000.00 ¦ +000423405.04 ¦ +000423405.04 ¦ +000343110.33 ¦ +000282270.02 ¦ +000000000.00 ¦ +000000000.00 ¦ +000282270.02 ¦ +000282270.02 ¦ +000228740.22 ¦ +000044497.27 ¦ +000044497.27 ¦ +000000000.00 ¦ +000044497.27 ¦ +000044497.27 ¦ +000038123.70 ¦ +000029664.85 ¦ +000000000.00 ¦ +000000000.00 ¦ +000029664.85 ¦ +000029664.85 ¦ +000025415.80 ¦ +000007542.45 ¦ +000007542.45 ¦ +000000000.00 ¦ +000007542.45 ¦ +000007542.45 ¦ +000006147.09 ¦ +000882989.41 ¦ +000882989.41 ¦ +000000000.00 ¦ +000882989.41 ¦ +000882989.41 ¦ +000583577.57 ¦ +000588659.61 ¦ +000000000.00 ¦ +000000000.00 ¦ +000588659.61 ¦ +000588659.61 ¦ +000389051.71 ¦ -000000840.84 ¦ -000000840.84 ¦ +000000000.00 ¦ -000000840.84 ¦ -000000840.84 ¦ -000000720.42 ¦ +000000000.00 ¦ +000000000.00 ¦ +000000000.00 ¦ -000013261.22 ¦ +000000000.00 ¦ +000000000.00 ¦ +000000000.00 ¦ +000000000.00 ¦ +000000000.00 ¦ +000000000.00 ¦ +000000000.00 ¦ +000000000.00 ¦ +000000000.00 ¦ +000000000.00 ¦ +000000000.00 ¦ +000000000.00 ¦ +000000000.00 ¦ +000000000.00 ¦ +000000000.00 ¦ +000000000.00 ¦ +000000000.00 ¦ +000000000.00 ¦ +000000000.00 ¦ +000000000.00 ¦ +000000000.00 ¦ +000000000.00 ¦ +000000000.00 ¦ +000000000.00 ¦ +000000000.00 ¦ +000000000.00 ¦ +000000000.00 ¦ +000000000.00 ¦ +000000000.00 ¦ +000000000.00 ¦ +000000000.00 ¦ +000000000.00 ¦ +000000000.00 ¦ +000000000.00 ¦ +000311563.64 ¦ +000000000.00 ¦ +000000000.00 ¦ +000000000.00 ¦ +000000000.00 ¦ +000000000.00 ¦ +000032388.82 ¦ +000000000.00 ¦ +000000000.00 ¦ -000037354.11 ¦ -000385339.81 ¦ -000385339.81 ¦ +000360818.18 ¦ +000000000.00 ¦ +000000000.00 ¦ -000370934.58 ¦ -000867752.07 ¦ +000000000.00 ¦ +000639059.34 ¦ +000000000.00 ¦ +000000000.00 ¦ -000724214.23 ¦ +000000000.00 ¦ +000000000.00 ¦ +000000000.00 ¦ +000000000.00 ¦ +000000000.00 ¦ +000000000.00 ¦ -000072880.99 ¦ -000072880.99 ¦ +000000000.00 ¦ -000072880.99 ¦ -000072880.99 ¦ -000067773.19 ¦ -000286074.45 ¦ +000000000.00 ¦ +000000000.00 ¦ -000286074.45 ¦ -000286074.45 ¦ -000246067.78 ¦ +000000000.00 ¦ +000000000.00 ¦ -001810723.26 ¦ -002020794.02 ¦ -002020794.02 ¦ +000000000.00 ¦ | Eversource ¦ Standalone ¦ Customer Owned ¦ Medium C&I ¦ Does Not Bid into FCM | Non-Residential ¦ 2022 ¦ 50 | Eversource | Non-Residential | Does Not Bid into FCM | 2022 | Medium C&I
| Eversource ¦ Standalone ¦ Customer Owned ¦ Medium C&I ¦ Bids into FCM ¦ Non-Residential ¦ 2022 ¦ 50 | -000001440.53 ¦ -000001440.53 ¦ +000000000.00 ¦ -000001440.53 ¦ -000001440.53 ¦ -000001145.03 ¦ +000142447.03 ¦ +000142447.03 ¦ +000000000.00 ¦ +000142447.03 ¦ +000142447.03 ¦ +000114456.71 ¦ +000094964.69 ¦ +000000000.00 ¦ +000000000.00 ¦ +000094964.69 ¦ +000094964.69 ¦ +000076304.47 ¦ +000423405.04 ¦ +000423405.04 ¦ +000000000.00 ¦ +000423405.04 ¦ +000423405.04 ¦ +000343110.33 ¦ +000282270.02 ¦ +000000000.00 ¦ +000000000.00 ¦ +000282270.02 ¦ +000282270.02 ¦ +000228740.22 ¦ +000002579.98 ¦ +000002579.98 ¦ +000000000.00 ¦ +000002579.98 ¦ +000002579.98 ¦ +000002289.68 ¦ +000001719.98 ¦ +000000000.00 ¦ +000000000.00 ¦ +000001719.98 ¦ +000001719.98 ¦ +000001526.45 ¦ +000007542.45 ¦ +000007542.45 ¦ +000000000.00 ¦ +000007542.45 ¦ +000007542.45 ¦ +000006147.09 ¦ +000209601.05 ¦ +000209601.05 ¦ +000000000.00 ¦ +000209601.05 ¦ +000209601.05 ¦ +000185694.88 ¦ +000139734.03 ¦ +000000000.00 ¦ +000000000.00 ¦ +000139734.03 ¦ +000139734.03 ¦ +000123796.59 ¦ -000000840.84 ¦ -000000840.84 ¦ +000000000.00 ¦ -000000840.84 ¦ -000000840.84 ¦ -000000720.42 ¦ +000000000.00 ¦ +000000000.00 ¦ +000000000.00 ¦ -000013261.22 ¦ +000000000.00 ¦ +000000000.00 ¦ +000000000.00 ¦ +000000000.00 ¦ +000000000.00 ¦ +000000000.00 ¦ +000000000.00 ¦ +000000000.00 ¦ +000000000.00 ¦ +000000000.00 ¦ +000000000.00 ¦ +000000000.00 ¦ +000000000.00 ¦ +000000000.00 ¦ +000000000.00 ¦ +000000000.00 ¦ +000000000.00 ¦ +000000000.00 ¦ +000000000.00 ¦ +000000000.00 ¦ +000000000.00 ¦ +000000000.00 ¦ +000000000.00 ¦ +000000000.00 ¦ +000000000.00 ¦ +000000000.00 ¦ +000000000.00 ¦ +000000000.00 ¦ +000000000.00 ¦ +000000000.00 ¦ +000000000.00 ¦ +000000000.00 ¦ +000000000.00 ¦ +000000000.00 ¦ +000311563.64 ¦ +000000000.00 ¦ +000000000.00 ¦ +000000000.00 ¦ +000000000.00 ¦ +000000000.00 ¦ +000032388.82 ¦ +000000000.00 ¦ +000000000.00 ¦ -000037354.11 ¦ -000385339.81 ¦ -000385339.81 ¦ +000360818.18 ¦ +000000000.00 ¦ +000000000.00 ¦ -000370934.58 ¦ -000867752.07 ¦ +000000000.00 ¦ +000639059.34 ¦ +000000000.00 ¦ +000000000.00 ¦ -000724214.23 ¦ +000000000.00 ¦ +000000000.00 ¦ +000000000.00 ¦ +000000000.00 ¦ +000000000.00 ¦ +000000000.00 ¦ -000072880.99 ¦ -000072880.99 ¦ +000000000.00 ¦ -000072880.99 ¦ -000072880.99 ¦ -000067773.19 ¦ -000286074.45 ¦ +000000000.00 ¦ +000000000.00 ¦ -000286074.45 ¦ -000286074.45 ¦ -000246067.78 ¦ +000000000.00 ¦ +000000000.00 ¦ -001810723.26 ¦ -002020794.02 ¦ -002020794.02 ¦ +000000000.00 ¦ | Eversource ¦ Standalone ¦ Customer Owned ¦ Medium C&I ¦ Bids into FCM | Non-Residential ¦ 2022 ¦ 50 | Eversource | Non-Residential | Bids into FCM | 2022 | Medium C&I
| Eversource ¦ Standalone ¦ Customer Owned ¦ Large C&I ¦ Does Not Bid into FCM ¦ Non-Residential ¦ 2022 ¦ 50 | -000002160.79 ¦ -000002160.79 ¦ +000000000.00 ¦ -000002160.79 ¦ -000002160.79 ¦ -000001717.55 ¦ +000315556.55 ¦ +000315556.55 ¦ +000000000.00 ¦ +000315556.55 ¦ +000315556.55 ¦ +000199834.07 ¦ +000210371.03 ¦ +000000000.00 ¦ +000000000.00 ¦ +000210371.03 ¦ +000210371.03 ¦ +000133222.72 ¦ +000635107.56 ¦ +000635107.56 ¦ +000000000.00 ¦ +000635107.56 ¦ +000635107.56 ¦ +000514665.49 ¦ +000423405.04 ¦ +000000000.00 ¦ +000000000.00 ¦ +000423405.04 ¦ +000423405.04 ¦ +000343110.33 ¦ +000066745.91 ¦ +000066745.91 ¦ +000000000.00 ¦ +000066745.91 ¦ +000066745.91 ¦ +000057185.55 ¦ +000044497.27 ¦ +000000000.00 ¦ +000000000.00 ¦ +000044497.27 ¦ +000044497.27 ¦ +000038123.70 ¦ +000011313.68 ¦ +000011313.68 ¦ +000000000.00 ¦ +000011313.68 ¦ +000011313.68 ¦ +000009220.63 ¦ +001324484.12 ¦ +001324484.12 ¦ +000000000.00 ¦ +001324484.12 ¦ +001324484.12 ¦ +000875366.35 ¦ +000882989.41 ¦ +000000000.00 ¦ +000000000.00 ¦ +000882989.41 ¦ +000882989.41 ¦ +000583577.57 ¦ -000001261.25 ¦ -000001261.25 ¦ +000000000.00 ¦ -000001261.25 ¦ -000001261.25 ¦ -000001080.63 ¦ +000000000.00 ¦ +000000000.00 ¦ +000000000.00 ¦ -000019891.82 ¦ +000000000.00 ¦ +000000000.00 ¦ +000000000.00 ¦ +000000000.00 ¦ +000000000.00 ¦ +000000000.00 ¦ +000000000.00 ¦ +000000000.00 ¦ +000000000.00 ¦ +000000000.00 ¦ +000000000.00 ¦ +000000000.00 ¦ +000000000.00 ¦ +000000000.00 ¦ +000000000.00 ¦ +000000000.00 ¦ +000000000.00 ¦ +000000000.00 ¦ +000000000.00 ¦ +000000000.00 ¦ +000000000.00 ¦ +000000000.00 ¦ +000000000.00 ¦ +000000000.00 ¦ +000000000.00 ¦ +000000000.00 ¦ +000000000.00 ¦ +000000000.00 ¦ +000000000.00 ¦ +000000000.00 ¦ +000000000.00 ¦ +000000000.00 ¦ +000000000.00 ¦ +000000000.00 ¦ +000467345.45 ¦ +000000000.00 ¦ +000000000.00 ¦ +000000000.00 ¦ +000000000.00 ¦ +000000000.00 ¦ +000036832.25 ¦ +000000000.00 ¦ +000000000.00 ¦ -000042478.72 ¦ -000330291.26 ¦ -000330291.26 ¦ +000309272.73 ¦ +000000000.00 ¦ +000000000.00 ¦ -000317943.93 ¦ -001301628.11 ¦ +000000000.00 ¦ +000958589.01 ¦ +000000000.00 ¦ +000000000.00 ¦ -001086321.35 ¦ +000000000.00 ¦ +000000000.00 ¦ +000000000.00 ¦ +000000000.00 ¦ +000000000.00 ¦ +000000000.00 ¦ -000109321.49 ¦ -000109321.49 ¦ +000000000.00 ¦ -000109321.49 ¦ -000109321.49 ¦ -000101659.78 ¦ -000429111.67 ¦ +000000000.00 ¦ +000000000.00 ¦ -000429111.67 ¦ -000429111.67 ¦ -000369101.67 ¦ +000000000.00 ¦ +000000000.00 ¦ -002444721.54 ¦ -002730961.96 ¦ -002730961.96 ¦ +000000000.00 ¦ | Eversource ¦ Standalone ¦ Customer Owned ¦ Large C&I ¦ Does Not Bid into FCM | Non-Residential ¦ 2022 ¦ 50 | Eversource | Non-Residential | Does Not Bid into FCM | 2022 | Large C&I
| Eversource ¦ Standalone ¦ Customer Owned ¦ Large C&I ¦ Bids into FCM ¦ Non-Residential ¦ 2022 ¦ 50 | -000002160.79 ¦ -000002160.79 ¦ +000000000.00 ¦ -000002160.79 ¦ -000002160.79 ¦ -000001717.55 ¦ +000213670.54 ¦ +000213670.54 ¦ +000000000.00 ¦ +000213670.54 ¦ +000213670.54 ¦ +000171685.06 ¦ +000142447.03 ¦ +000000000.00 ¦ +000000000.00 ¦ +000142447.03 ¦ +000142447.03 ¦ +000114456.71 ¦ +000635107.56 ¦ +000635107.56 ¦ +000000000.00 ¦ +000635107.56 ¦ +000635107.56 ¦ +000514665.49 ¦ +000423405.04 ¦ +000000000.00 ¦ +000000000.00 ¦ +000423405.04 ¦ +000423405.04 ¦ +000343110.33 ¦ +000003869.96 ¦ +000003869.96 ¦ +000000000.00 ¦ +000003869.96 ¦ +000003869.96 ¦ +000003434.51 ¦ +000002579.98 ¦ +000000000.00 ¦ +000000000.00 ¦ +000002579.98 ¦ +000002579.98 ¦ +000002289.68 ¦ +000011313.68 ¦ +000011313.68 ¦ +000000000.00 ¦ +000011313.68 ¦ +000011313.68 ¦ +000009220.63 ¦ +000314401.58 ¦ +000314401.58 ¦ +000000000.00 ¦ +000314401.58 ¦ +000314401.58 ¦ +000278542.33 ¦ +000209601.05 ¦ +000000000.00 ¦ +000000000.00 ¦ +000209601.05 ¦ +000209601.05 ¦ +000185694.88 ¦ -000001261.25 ¦ -000001261.25 ¦ +000000000.00 ¦ -000001261.25 ¦ -000001261.25 ¦ -000001080.63 ¦ +000000000.00 ¦ +000000000.00 ¦ +000000000.00 ¦ -000019891.82 ¦ +000000000.00 ¦ +000000000.00 ¦ +000000000.00 ¦ +000000000.00 ¦ +000000000.00 ¦ +000000000.00 ¦ +000000000.00 ¦ +000000000.00 ¦ +000000000.00 ¦ +000000000.00 ¦ +000000000.00 ¦ +000000000.00 ¦ +000000000.00 ¦ +000000000.00 ¦ +000000000.00 ¦ +000000000.00 ¦ +000000000.00 ¦ +000000000.00 ¦ +000000000.00 ¦ +000000000.00 ¦ +000000000.00 ¦ +000000000.00 ¦ +000000000.00 ¦ +000000000.00 ¦ +000000000.00 ¦ +000000000.00 ¦ +000000000.00 ¦ +000000000.00 ¦ +000000000.00 ¦ +000000000.00 ¦ +000000000.00 ¦ +000000000.00 ¦ +000000000.00 ¦ +000000000.00 ¦ +000467345.45 ¦ +000000000.00 ¦ +000000000.00 ¦ +000000000.00 ¦ +000000000.00 ¦ +000000000.00 ¦ +000036832.25 ¦ +000000000.00 ¦ +000000000.00 ¦ -000042478.72 ¦ -000330291.26 ¦ -000330291.26 ¦ +000309272.73 ¦ +000000000.00 ¦ +000000000.00 ¦ -000317943.93 ¦ -001301628.11 ¦ +000000000.00 ¦ +000958589.01 ¦ +000000000.00 ¦ +000000000.00 ¦ -001086321.35 ¦ +000000000.00 ¦ +000000000.00 ¦ +000000000.00 ¦ +000000000.00 ¦ +000000000.00 ¦ +000000000.00 ¦ -000109321.49 ¦ -000109321.49 ¦ +000000000.00 ¦ -000109321.49 ¦ -000109321.49 ¦ -000101659.78 ¦ -000429111.67 ¦ +000000000.00 ¦ +000000000.00 ¦ -000429111.67 ¦ -000429111.67 ¦ -000369101.67 ¦ +000000000.00 ¦ +000000000.00 ¦ -002444721.54 ¦ -002730961.96 ¦ -002730961.96 ¦ +000000000.00 ¦ | Eversource ¦ Standalone ¦ Customer Owned ¦ Large C&I ¦ Bids into FCM | Non-Residential ¦ 2022 ¦ 50 | Eversource | Non-Residential | Bids into FCM | 2022 | Large C&I
| UI ¦ Standalone ¦ Customer Owned ¦ Residential Non-LMI ¦ Does Not Bid into FCM ¦ Residential ¦ 2022 ¦ 10 | -000000720.26 ¦ -000000720.26 ¦ +000000000.00 ¦ -000000720.26 ¦ -000000720.26 ¦ -000000572.52 ¦ +000105185.52 ¦ +000105185.52 ¦ +000000000.00 ¦ +000105185.52 ¦ +000105185.52 ¦ +000066611.36 ¦ +000070123.68 ¦ +000000000.00 ¦ +000000000.00 ¦ +000070123.68 ¦ +000070123.68 ¦ +000044407.57 ¦ +000211702.52 ¦ +000211702.52 ¦ +000000000.00 ¦ +000211702.52 ¦ +000211702.52 ¦ +000171555.16 ¦ +000141135.01 ¦ +000000000.00 ¦ +000000000.00 ¦ +000141135.01 ¦ +000141135.01 ¦ +000114370.11 ¦ +000022248.64 ¦ +000022248.64 ¦ +000000000.00 ¦ +000022248.64 ¦ +000022248.64 ¦ +000019061.85 ¦ +000014832.42 ¦ +000000000.00 ¦ +000000000.00 ¦ +000014832.42 ¦ +000014832.42 ¦ +000012707.90 ¦ +000003771.23 ¦ +000003771.23 ¦ +000000000.00 ¦ +000003771.23 ¦ +000003771.23 ¦ +000003073.54 ¦ +000441494.71 ¦ +000441494.71 ¦ +000000000.00 ¦ +000441494.71 ¦ +000441494.71 ¦ +000291788.78 ¦ +000294329.80 ¦ +000000000.00 ¦ +000000000.00 ¦ +000294329.80 ¦ +000294329.80 ¦ +000194525.86 ¦ -000000420.42 ¦ -000000420.42 ¦ +000000000.00 ¦ -000000420.42 ¦ -000000420.42 ¦ -000000360.21 ¦ +000000000.00 ¦ +000000000.00 ¦ +000000000.00 ¦ -000006630.61 ¦ +000000000.00 ¦ +000000000.00 ¦ +000000000.00 ¦ +000000000.00 ¦ +000000000.00 ¦ +000000000.00 ¦ +000000000.00 ¦ +000000000.00 ¦ +000000000.00 ¦ +000000000.00 ¦ +000000000.00 ¦ +000000000.00 ¦ +000000000.00 ¦ +000000000.00 ¦ +000000000.00 ¦ +000000000.00 ¦ +000000000.00 ¦ +000000000.00 ¦ +000000000.00 ¦ +000000000.00 ¦ +000000000.00 ¦ +000000000.00 ¦ +000000000.00 ¦ +000000000.00 ¦ +000000000.00 ¦ +000000000.00 ¦ +000000000.00 ¦ +000000000.00 ¦ +000000000.00 ¦ +000000000.00 ¦ +000000000.00 ¦ +000000000.00 ¦ +000000000.00 ¦ +000000000.00 ¦ +000155781.82 ¦ +000000000.00 ¦ +000000000.00 ¦ +000000000.00 ¦ +000000000.00 ¦ +000000000.00 ¦ +000066717.27 ¦ +000000000.00 ¦ +000000000.00 ¦ -000076945.19 ¦ -000220194.17 ¦ -000220194.17 ¦ +000206181.82 ¦ +000000000.00 ¦ +000000000.00 ¦ -000211962.62 ¦ -000433876.04 ¦ +000000000.00 ¦ +000319529.67 ¦ +000000000.00 ¦ +000000000.00 ¦ -000362107.12 ¦ +000000000.00 ¦ +000000000.00 ¦ +000000000.00 ¦ +000000000.00 ¦ +000000000.00 ¦ +000000000.00 ¦ -000273474.64 ¦ -000273474.64 ¦ +000000000.00 ¦ -000273474.64 ¦ -000273474.64 ¦ -000254308.39 ¦ -000501995.81 ¦ +000000000.00 ¦ +000000000.00 ¦ -000501995.81 ¦ -000501995.81 ¦ -000415944.23 ¦ +000000000.00 ¦ +000000000.00 ¦ -001013683.62 ¦ -001130241.54 ¦ -001130241.54 ¦ +000000000.00 ¦ | UI ¦ Standalone ¦ Customer Owned ¦ Residential Non-LMI ¦ Does Not Bid into FCM | Residential ¦ 2022 ¦ 10 | UI | Residential | Does Not Bid into FCM | 2022 | Residential Non-LMI
| UI ¦ Standalone ¦ Customer Owned ¦ Residential Non-LMI ¦ Bids into FCM ¦ Residential ¦ 2022 ¦ 10 | -000000720.26 ¦ -000000720.26 ¦ +000000000.00 ¦ -000000720.26 ¦ -000000720.26 ¦ -000000572.52 ¦ +000071223.51 ¦ +000071223.51 ¦ +000000000.00 ¦ +000071223.51 ¦ +000071223.51 ¦ +000057228.35 ¦ +000047482.34 ¦ +000000000.00 ¦ +000000000.00 ¦ +000047482.34 ¦ +000047482.34 ¦ +000038152.24 ¦ +000211702.52 ¦ +000211702.52 ¦ +000000000.00 ¦ +000211702.52 ¦ +000211702.52 ¦ +000171555.16 ¦ +000141135.01 ¦ +000000000.00 ¦ +000000000.00 ¦ +000141135.01 ¦ +000141135.01 ¦ +000114370.11 ¦ +000001289.99 ¦ +000001289.99 ¦ +000000000.00 ¦ +000001289.99 ¦ +000001289.99 ¦ +000001144.84 ¦ +000000859.99 ¦ +000000000.00 ¦ +000000000.00 ¦ +000000859.99 ¦ +000000859.99 ¦ +000000763.23 ¦ +000003771.23 ¦ +000003771.23 ¦ +000000000.00 ¦ +000003771.23 ¦ +000003771.23 ¦ +000003073.54 ¦ +000104800.53 ¦ +000104800.53 ¦ +000000000.00 ¦ +000104800.53 ¦ +000104800.53 ¦ +000092847.44 ¦ +000069867.02 ¦ +000000000.00 ¦ +000000000.00 ¦ +000069867.02 ¦ +000069867.02 ¦ +000061898.29 ¦ -000000420.42 ¦ -000000420.42 ¦ +000000000.00 ¦ -000000420.42 ¦ -000000420.42 ¦ -000000360.21 ¦ +000000000.00 ¦ +000000000.00 ¦ +000000000.00 ¦ -000006630.61 ¦ +000000000.00 ¦ +000000000.00 ¦ +000000000.00 ¦ +000000000.00 ¦ +000000000.00 ¦ +000000000.00 ¦ +000000000.00 ¦ +000000000.00 ¦ +000000000.00 ¦ +000000000.00 ¦ +000000000.00 ¦ +000000000.00 ¦ +000000000.00 ¦ +000000000.00 ¦ +000000000.00 ¦ +000000000.00 ¦ +000000000.00 ¦ +000000000.00 ¦ +000000000.00 ¦ +000000000.00 ¦ +000000000.00 ¦ +000000000.00 ¦ +000000000.00 ¦ +000000000.00 ¦ +000000000.00 ¦ +000000000.00 ¦ +000000000.00 ¦ +000000000.00 ¦ +000000000.00 ¦ +000000000.00 ¦ +000000000.00 ¦ +000000000.00 ¦ +000000000.00 ¦ +000000000.00 ¦ +000155781.82 ¦ +000000000.00 ¦ +000000000.00 ¦ +000000000.00 ¦ +000000000.00 ¦ +000000000.00 ¦ +000066717.27 ¦ +000000000.00 ¦ +000000000.00 ¦ -000076945.19 ¦ -000220194.17 ¦ -000220194.17 ¦ +000206181.82 ¦ +000000000.00 ¦ +000000000.00 ¦ -000211962.62 ¦ -000433876.04 ¦ +000000000.00 ¦ +000319529.67 ¦ +000000000.00 ¦ +000000000.00 ¦ -000362107.12 ¦ +000000000.00 ¦ +000000000.00 ¦ +000000000.00 ¦ +000000000.00 ¦ +000000000.00 ¦ +000000000.00 ¦ -000273474.64 ¦ -000273474.64 ¦ +000000000.00 ¦ -000273474.64 ¦ -000273474.64 ¦ -000254308.39 ¦ -000501995.81 ¦ +000000000.00 ¦ +000000000.00 ¦ -000501995.81 ¦ -000501995.81 ¦ -000415944.23 ¦ +000000000.00 ¦ +000000000.00 ¦ -001013683.62 ¦ -001130241.54 ¦ -001130241.54 ¦ +000000000.00 ¦ | UI ¦ Standalone ¦ Customer Owned ¦ Residential Non-LMI ¦ Bids into FCM | Residential ¦ 2022 ¦ 10 | UI | Residential | Bids into FCM | 2022 | Residential Non-LMI
| UI ¦ Standalone ¦ Customer Owned ¦ Residential Underserved ¦ Does Not Bid into FCM ¦ Residential ¦ 2022 ¦ 10 | -000000360.13 ¦ -000000360.13 ¦ +000000000.00 ¦ -000000360.13 ¦ -000000360.13 ¦ -000000286.26 ¦ +000052592.76 ¦ +000052592.76 ¦ +000000000.00 ¦ +000052592.76 ¦ +000052592.76 ¦ +000033305.68 ¦ +000035061.84 ¦ +000000000.00 ¦ +000000000.00 ¦ +000035061.84 ¦ +000035061.84 ¦ +000022203.79 ¦ +000105851.26 ¦ +000105851.26 ¦ +000000000.00 ¦ +000105851.26 ¦ +000105851.26 ¦ +000085777.58 ¦ +000070567.51 ¦ +000000000.00 ¦ +000000000.00 ¦ +000070567.51 ¦ +000070567.51 ¦ +000057185.05 ¦ +000011124.32 ¦ +000011124.32 ¦ +000000000.00 ¦ +000011124.32 ¦ +000011124.32 ¦ +000009530.92 ¦ +000007416.21 ¦ +000000000.00 ¦ +000000000.00 ¦ +000007416.21 ¦ +000007416.21 ¦ +000006353.95 ¦ +000001885.61 ¦ +000001885.61 ¦ +000000000.00 ¦ +000001885.61 ¦ +000001885.61 ¦ +000001536.77 ¦ +000220747.35 ¦ +000220747.35 ¦ +000000000.00 ¦ +000220747.35 ¦ +000220747.35 ¦ +000145894.39 ¦ +000147164.90 ¦ +000000000.00 ¦ +000000000.00 ¦ +000147164.90 ¦ +000147164.90 ¦ +000097262.93 ¦ -000000210.21 ¦ -000000210.21 ¦ +000000000.00 ¦ -000000210.21 ¦ -000000210.21 ¦ -000000180.11 ¦ +000000000.00 ¦ +000000000.00 ¦ +000000000.00 ¦ -000003315.30 ¦ +000000000.00 ¦ +000000000.00 ¦ +000000000.00 ¦ +000000000.00 ¦ +000000000.00 ¦ +000000000.00 ¦ +000000000.00 ¦ +000000000.00 ¦ +000000000.00 ¦ +000000000.00 ¦ +000000000.00 ¦ +000000000.00 ¦ +000000000.00 ¦ +000000000.00 ¦ +000000000.00 ¦ +000000000.00 ¦ +000000000.00 ¦ +000000000.00 ¦ +000000000.00 ¦ +000000000.00 ¦ +000000000.00 ¦ +000000000.00 ¦ +000000000.00 ¦ +000000000.00 ¦ +000000000.00 ¦ +000000000.00 ¦ +000000000.00 ¦ +000000000.00 ¦ +000000000.00 ¦ +000000000.00 ¦ +000000000.00 ¦ +000000000.00 ¦ +000000000.00 ¦ +000000000.00 ¦ +000077890.91 ¦ +000000000.00 ¦ +000000000.00 ¦ +000000000.00 ¦ +000000000.00 ¦ +000000000.00 ¦ +000033358.63 ¦ +000000000.00 ¦ +000000000.00 ¦ -000038472.59 ¦ -000165145.63 ¦ -000165145.63 ¦ +000154636.36 ¦ +000000000.00 ¦ +000000000.00 ¦ -000158971.96 ¦ -000216938.02 ¦ +000000000.00 ¦ +000159764.84 ¦ +000000000.00 ¦ +000000000.00 ¦ -000181053.56 ¦ +000000000.00 ¦ +000000000.00 ¦ +000000000.00 ¦ +000000000.00 ¦ +000000000.00 ¦ +000000000.00 ¦ -000136737.32 ¦ -000136737.32 ¦ +000000000.00 ¦ -000136737.32 ¦ -000136737.32 ¦ -000127154.19 ¦ -000250997.90 ¦ +000000000.00 ¦ +000000000.00 ¦ -000250997.90 ¦ -000250997.90 ¦ -000207972.11 ¦ +000000000.00 ¦ +000000000.00 ¦ -000506841.81 ¦ -000565120.77 ¦ -000565120.77 ¦ +000000000.00 ¦ | UI ¦ Standalone ¦ Customer Owned ¦ Residential Underserved ¦ Does Not Bid into FCM | Residential ¦ 2022 ¦ 10 | UI | Residential | Does Not Bid into FCM | 2022 | Residential Underserved
| UI ¦ Standalone ¦ Customer Owned ¦ Residential Underserved ¦ Bids into FCM ¦ Residential ¦ 2022 ¦ 10 | -000000360.13 ¦ -000000360.13 ¦ +000000000.00 ¦ -000000360.13 ¦ -000000360.13 ¦ -000000286.26 ¦ +000035611.76 ¦ +000035611.76 ¦ +000000000.00 ¦ +000035611.76 ¦ +000035611.76 ¦ +000028614.18 ¦ +000023741.17 ¦ +000000000.00 ¦ +000000000.00 ¦ +000023741.17 ¦ +000023741.17 ¦ +000019076.12 ¦ +000105851.26 ¦ +000105851.26 ¦ +000000000.00 ¦ +000105851.26 ¦ +000105851.26 ¦ +000085777.58 ¦ +000070567.51 ¦ +000000000.00 ¦ +000000000.00 ¦ +000070567.51 ¦ +000070567.51 ¦ +000057185.05 ¦ +000000644.99 ¦ +000000644.99 ¦ +000000000.00 ¦ +000000644.99 ¦ +000000644.99 ¦ +000000572.42 ¦ +000000430.00 ¦ +000000000.00 ¦ +000000000.00 ¦ +000000430.00 ¦ +000000430.00 ¦ +000000381.61 ¦ +000001885.61 ¦ +000001885.61 ¦ +000000000.00 ¦ +000001885.61 ¦ +000001885.61 ¦ +000001536.77 ¦ +000052400.26 ¦ +000052400.26 ¦ +000000000.00 ¦ +000052400.26 ¦ +000052400.26 ¦ +000046423.72 ¦ +000034933.51 ¦ +000000000.00 ¦ +000000000.00 ¦ +000034933.51 ¦ +000034933.51 ¦ +000030949.15 ¦ -000000210.21 ¦ -000000210.21 ¦ +000000000.00 ¦ -000000210.21 ¦ -000000210.21 ¦ -000000180.11 ¦ +000000000.00 ¦ +000000000.00 ¦ +000000000.00 ¦ -000003315.30 ¦ +000000000.00 ¦ +000000000.00 ¦ +000000000.00 ¦ +000000000.00 ¦ +000000000.00 ¦ +000000000.00 ¦ +000000000.00 ¦ +000000000.00 ¦ +000000000.00 ¦ +000000000.00 ¦ +000000000.00 ¦ +000000000.00 ¦ +000000000.00 ¦ +000000000.00 ¦ +000000000.00 ¦ +000000000.00 ¦ +000000000.00 ¦ +000000000.00 ¦ +000000000.00 ¦ +000000000.00 ¦ +000000000.00 ¦ +000000000.00 ¦ +000000000.00 ¦ +000000000.00 ¦ +000000000.00 ¦ +000000000.00 ¦ +000000000.00 ¦ +000000000.00 ¦ +000000000.00 ¦ +000000000.00 ¦ +000000000.00 ¦ +000000000.00 ¦ +000000000.00 ¦ +000000000.00 ¦ +000077890.91 ¦ +000000000.00 ¦ +000000000.00 ¦ +000000000.00 ¦ +000000000.00 ¦ +000000000.00 ¦ +000033358.63 ¦ +000000000.00 ¦ +000000000.00 ¦ -000038472.59 ¦ -000165145.63 ¦ -000165145.63 ¦ +000154636.36 ¦ +000000000.00 ¦ +000000000.00 ¦ -000158971.96 ¦ -000216938.02 ¦ +000000000.00 ¦ +000159764.84 ¦ +000000000.00 ¦ +000000000.00 ¦ -000181053.56 ¦ +000000000.00 ¦ +000000000.00 ¦ +000000000.00 ¦ +000000000.00 ¦ +000000000.00 ¦ +000000000.00 ¦ -000136737.32 ¦ -000136737.32 ¦ +000000000.00 ¦ -000136737.32 ¦ -000136737.32 ¦ -000127154.19 ¦ -000250997.90 ¦ +000000000.00 ¦ +000000000.00 ¦ -000250997.90 ¦ -000250997.90 ¦ -000207972.11 ¦ +000000000.00 ¦ +000000000.00 ¦ -000506841.81 ¦ -000565120.77 ¦ -000565120.77 ¦ +000000000.00 ¦ | UI ¦ Standalone ¦ Customer Owned ¦ Residential Underserved ¦ Bids into FCM | Residential ¦ 2022 ¦ 10 | UI | Residential | Bids into FCM | 2022 | Residential Underserved
| UI ¦ Standalone ¦ Customer Owned ¦ Residential Low Income ¦ Does Not Bid into FCM ¦ Residential ¦ 2022 ¦ 10 | -000000120.04 ¦ -000000120.04 ¦ +000000000.00 ¦ -000000120.04 ¦ -000000120.04 ¦ -000000095.42 ¦ +000017530.92 ¦ +000017530.92 ¦ +000000000.00 ¦ +000017530.92 ¦ +000017530.92 ¦ +000011101.89 ¦ +000011687.28 ¦ +000000000.00 ¦ +000000000.00 ¦ +000011687.28 ¦ +000011687.28 ¦ +000007401.26 ¦ +000035283.75 ¦ +000035283.75 ¦ +000000000.00 ¦ +000035283.75 ¦ +000035283.75 ¦ +000028592.53 ¦ +000023522.50 ¦ +000000000.00 ¦ +000000000.00 ¦ +000023522.50 ¦ +000023522.50 ¦ +000019061.68 ¦ +000003708.11 ¦ +000003708.11 ¦ +000000000.00 ¦ +000003708.11 ¦ +000003708.11 ¦ +000003176.97 ¦ +000002472.07 ¦ +000000000.00 ¦ +000000000.00 ¦ +000002472.07 ¦ +000002472.07 ¦ +000002117.98 ¦ +000000628.54 ¦ +000000628.54 ¦ +000000000.00 ¦ +000000628.54 ¦ +000000628.54 ¦ +000000512.26 ¦ +000073582.45 ¦ +000073582.45 ¦ +000000000.00 ¦ +000073582.45 ¦ +000073582.45 ¦ +000048631.46 ¦ +000049054.97 ¦ +000000000.00 ¦ +000000000.00 ¦ +000049054.97 ¦ +000049054.97 ¦ +000032420.98 ¦ -000000070.07 ¦ -000000070.07 ¦ +000000000.00 ¦ -000000070.07 ¦ -000000070.07 ¦ -000000060.04 ¦ +000000000.00 ¦ +000000000.00 ¦ +000000000.00 ¦ -000001105.10 ¦ +000000000.00 ¦ +000000000.00 ¦ +000000000.00 ¦ +000000000.00 ¦ +000000000.00 ¦ +000000000.00 ¦ +000000000.00 ¦ +000000000.00 ¦ +000000000.00 ¦ +000000000.00 ¦ +000000000.00 ¦ +000000000.00 ¦ +000000000.00 ¦ +000000000.00 ¦ +000000000.00 ¦ +000000000.00 ¦ +000000000.00 ¦ +000000000.00 ¦ +000000000.00 ¦ +000000000.00 ¦ +000000000.00 ¦ +000000000.00 ¦ +000000000.00 ¦ +000000000.00 ¦ +000000000.00 ¦ +000000000.00 ¦ +000000000.00 ¦ +000000000.00 ¦ +000000000.00 ¦ +000000000.00 ¦ +000000000.00 ¦ +000000000.00 ¦ +000000000.00 ¦ +000000000.00 ¦ +000025963.64 ¦ +000000000.00 ¦ +000000000.00 ¦ +000000000.00 ¦ +000000000.00 ¦ +000000000.00 ¦ +000011119.54 ¦ +000000000.00 ¦ +000000000.00 ¦ -000012824.20 ¦ -000073398.06 ¦ -000073398.06 ¦ +000068727.27 ¦ +000000000.00 ¦ +000000000.00 ¦ -000070654.21 ¦ -000072312.67 ¦ +000000000.00 ¦ +000053254.95 ¦ +000000000.00 ¦ +000000000.00 ¦ -000060351.19 ¦ +000000000.00 ¦ +000000000.00 ¦ +000000000.00 ¦ +000000000.00 ¦ +000000000.00 ¦ +000000000.00 ¦ -000045579.11 ¦ -000045579.11 ¦ +000000000.00 ¦ -000045579.11 ¦ -000045579.11 ¦ -000042384.73 ¦ -000083665.97 ¦ +000000000.00 ¦ +000000000.00 ¦ -000083665.97 ¦ -000083665.97 ¦ -000069324.04 ¦ +000000000.00 ¦ +000000000.00 ¦ -000168947.27 ¦ -000188373.59 ¦ -000188373.59 ¦ +000000000.00 ¦ | UI ¦ Standalone ¦ Customer Owned ¦ Residential Low Income ¦ Does Not Bid into FCM | Residential ¦ 2022 ¦ 10 | UI | Residential | Does Not Bid into FCM | 2022 | Residential Low Income
| UI ¦ Standalone ¦ Customer Owned ¦ Residential Low Income ¦ Bids into FCM ¦ Residential ¦ 2022 ¦ 10 | -000000120.04 ¦ -000000120.04 ¦ +000000000.00 ¦ -000000120.04 ¦ -000000120.04 ¦ -000000095.42 ¦ +000011870.59 ¦ +000011870.59 ¦ +000000000.00 ¦ +000011870.59 ¦ +000011870.59 ¦ +000009538.06 ¦ +000007913.72 ¦ +000000000.00 ¦ +000000000.00 ¦ +000007913.72 ¦ +000007913.72 ¦ +000006358.71 ¦ +000035283.75 ¦ +000035283.75 ¦ +000000000.00 ¦ +000035283.75 ¦ +000035283.75 ¦ +000028592.53 ¦ +000023522.50 ¦ +000000000.00 ¦ +000000000.00 ¦ +000023522.50 ¦ +000023522.50 ¦ +000019061.68 ¦ +000000215.00 ¦ +000000215.00 ¦ +000000000.00 ¦ +000000215.00 ¦ +000000215.00 ¦ +000000190.81 ¦ +000000143.33 ¦ +000000000.00 ¦ +000000000.00 ¦ +000000143.33 ¦ +000000143.33 ¦ +000000127.20 ¦ +000000628.54 ¦ +000000628.54 ¦ +000000000.00 ¦ +000000628.54 ¦ +000000628.54 ¦ +000000512.26 ¦ +000017466.75 ¦ +000017466.75 ¦ +000000000.00 ¦ +000017466.75 ¦ +000017466.75 ¦ +000015474.57 ¦ +000011644.50 ¦ +000000000.00 ¦ +000000000.00 ¦ +000011644.50 ¦ +000011644.50 ¦ +000010316.38 ¦ -000000070.07 ¦ -000000070.07 ¦ +000000000.00 ¦ -000000070.07 ¦ -000000070.07 ¦ -000000060.04 ¦ +000000000.00 ¦ +000000000.00 ¦ +000000000.00 ¦ -000001105.10 ¦ +000000000.00 ¦ +000000000.00 ¦ +000000000.00 ¦ +000000000.00 ¦ +000000000.00 ¦ +000000000.00 ¦ +000000000.00 ¦ +000000000.00 ¦ +000000000.00 ¦ +000000000.00 ¦ +000000000.00 ¦ +000000000.00 ¦ +000000000.00 ¦ +000000000.00 ¦ +000000000.00 ¦ +000000000.00 ¦ +000000000.00 ¦ +000000000.00 ¦ +000000000.00 ¦ +000000000.00 ¦ +000000000.00 ¦ +000000000.00 ¦ +000000000.00 ¦ +000000000.00 ¦ +000000000.00 ¦ +000000000.00 ¦ +000000000.00 ¦ +000000000.00 ¦ +000000000.00 ¦ +000000000.00 ¦ +000000000.00 ¦ +000000000.00 ¦ +000000000.00 ¦ +000000000.00 ¦ +000025963.64 ¦ +000000000.00 ¦ +000000000.00 ¦ +000000000.00 ¦ +000000000.00 ¦ +000000000.00 ¦ +000011119.54 ¦ +000000000.00 ¦ +000000000.00 ¦ -000012824.20 ¦ -000073398.06 ¦ -000073398.06 ¦ +000068727.27 ¦ +000000000.00 ¦ +000000000.00 ¦ -000070654.21 ¦ -000072312.67 ¦ +000000000.00 ¦ +000053254.95 ¦ +000000000.00 ¦ +000000000.00 ¦ -000060351.19 ¦ +000000000.00 ¦ +000000000.00 ¦ +000000000.00 ¦ +000000000.00 ¦ +000000000.00 ¦ +000000000.00 ¦ -000045579.11 ¦ -000045579.11 ¦ +000000000.00 ¦ -000045579.11 ¦ -000045579.11 ¦ -000042384.73 ¦ -000083665.97 ¦ +000000000.00 ¦ +000000000.00 ¦ -000083665.97 ¦ -000083665.97 ¦ -000069324.04 ¦ +000000000.00 ¦ +000000000.00 ¦ -000168947.27 ¦ -000188373.59 ¦ -000188373.59 ¦ +000000000.00 ¦ | UI ¦ Standalone ¦ Customer Owned ¦ Residential Low Income ¦ Bids into FCM | Residential ¦ 2022 ¦ 10 | UI | Residential | Bids into FCM | 2022 | Residential Low Income
| UI ¦ Standalone ¦ Customer Owned ¦ Small C&I ¦ Does Not Bid into FCM ¦ Non-Residential ¦ 2022 ¦ 50 | -000000300.11 ¦ -000000300.11 ¦ +000000000.00 ¦ -000000300.11 ¦ -000000300.11 ¦ -000000238.55 ¦ +000043827.30 ¦ +000043827.30 ¦ +000000000.00 ¦ +000043827.30 ¦ +000043827.30 ¦ +000027754.73 ¦ +000029218.20 ¦ +000000000.00 ¦ +000000000.00 ¦ +000029218.20 ¦ +000029218.20 ¦ +000018503.15 ¦ +000088209.38 ¦ +000088209.38 ¦ +000000000.00 ¦ +000088209.38 ¦ +000088209.38 ¦ +000071481.32 ¦ +000058806.26 ¦ +000000000.00 ¦ +000000000.00 ¦ +000058806.26 ¦ +000058806.26 ¦ +000047654.21 ¦ +000009270.27 ¦ +000009270.27 ¦ +000000000.00 ¦ +000009270.27 ¦ +000009270.27 ¦ +000007942.44 ¦ +000006180.18 ¦ +000000000.00 ¦ +000000000.00 ¦ +000006180.18 ¦ +000006180.18 ¦ +000005294.96 ¦ +000001571.34 ¦ +000001571.34 ¦ +000000000.00 ¦ +000001571.34 ¦ +000001571.34 ¦ +000001280.64 ¦ +000183956.13 ¦ +000183956.13 ¦ +000000000.00 ¦ +000183956.13 ¦ +000183956.13 ¦ +000121578.66 ¦ +000122637.42 ¦ +000000000.00 ¦ +000000000.00 ¦ +000122637.42 ¦ +000122637.42 ¦ +000081052.44 ¦ -000000175.17 ¦ -000000175.17 ¦ +000000000.00 ¦ -000000175.17 ¦ -000000175.17 ¦ -000000150.09 ¦ +000000000.00 ¦ +000000000.00 ¦ +000000000.00 ¦ -000002762.75 ¦ +000000000.00 ¦ +000000000.00 ¦ +000000000.00 ¦ +000000000.00 ¦ +000000000.00 ¦ +000000000.00 ¦ +000000000.00 ¦ +000000000.00 ¦ +000000000.00 ¦ +000000000.00 ¦ +000000000.00 ¦ +000000000.00 ¦ +000000000.00 ¦ +000000000.00 ¦ +000000000.00 ¦ +000000000.00 ¦ +000000000.00 ¦ +000000000.00 ¦ +000000000.00 ¦ +000000000.00 ¦ +000000000.00 ¦ +000000000.00 ¦ +000000000.00 ¦ +000000000.00 ¦ +000000000.00 ¦ +000000000.00 ¦ +000000000.00 ¦ +000000000.00 ¦ +000000000.00 ¦ +000000000.00 ¦ +000000000.00 ¦ +000000000.00 ¦ +000000000.00 ¦ +000000000.00 ¦ +000064909.09 ¦ +000000000.00 ¦ +000000000.00 ¦ +000000000.00 ¦ +000000000.00 ¦ +000000000.00 ¦ +000019876.55 ¦ +000000000.00 ¦ +000000000.00 ¦ -000022923.67 ¦ -000091747.57 ¦ -000091747.57 ¦ +000085909.09 ¦ +000000000.00 ¦ +000000000.00 ¦ -000088317.76 ¦ -000180781.68 ¦ +000000000.00 ¦ +000133137.36 ¦ +000000000.00 ¦ +000000000.00 ¦ -000150877.97 ¦ +000000000.00 ¦ +000000000.00 ¦ +000000000.00 ¦ +000000000.00 ¦ +000000000.00 ¦ +000000000.00 ¦ -000015183.54 ¦ -000015183.54 ¦ +000000000.00 ¦ -000015183.54 ¦ -000015183.54 ¦ -000014119.41 ¦ -000209164.92 ¦ +000000000.00 ¦ +000000000.00 ¦ -000209164.92 ¦ -000209164.92 ¦ -000173310.09 ¦ +000000000.00 ¦ +000000000.00 ¦ -000414923.37 ¦ -000462697.24 ¦ -000462697.24 ¦ +000000000.00 ¦ | UI ¦ Standalone ¦ Customer Owned ¦ Small C&I ¦ Does Not Bid into FCM | Non-Residential ¦ 2022 ¦ 50 | UI | Non-Residential | Does Not Bid into FCM | 2022 | Small C&I
| UI ¦ Standalone ¦ Customer Owned ¦ Small C&I ¦ Bids into FCM ¦ Non-Residential ¦ 2022 ¦ 50 | -000000300.11 ¦ -000000300.11 ¦ +000000000.00 ¦ -000000300.11 ¦ -000000300.11 ¦ -000000238.55 ¦ +000029676.46 ¦ +000029676.46 ¦ +000000000.00 ¦ +000029676.46 ¦ +000029676.46 ¦ +000023845.15 ¦ +000019784.31 ¦ +000000000.00 ¦ +000000000.00 ¦ +000019784.31 ¦ +000019784.31 ¦ +000015896.77 ¦ +000088209.38 ¦ +000088209.38 ¦ +000000000.00 ¦ +000088209.38 ¦ +000088209.38 ¦ +000071481.32 ¦ +000058806.26 ¦ +000000000.00 ¦ +000000000.00 ¦ +000058806.26 ¦ +000058806.26 ¦ +000047654.21 ¦ +000000537.50 ¦ +000000537.50 ¦ +000000000.00 ¦ +000000537.50 ¦ +000000537.50 ¦ +000000477.02 ¦ +000000358.33 ¦ +000000000.00 ¦ +000000000.00 ¦ +000000358.33 ¦ +000000358.33 ¦ +000000318.01 ¦ +000001571.34 ¦ +000001571.34 ¦ +000000000.00 ¦ +000001571.34 ¦ +000001571.34 ¦ +000001280.64 ¦ +000043666.89 ¦ +000043666.89 ¦ +000000000.00 ¦ +000043666.89 ¦ +000043666.89 ¦ +000038686.43 ¦ +000029111.26 ¦ +000000000.00 ¦ +000000000.00 ¦ +000029111.26 ¦ +000029111.26 ¦ +000025790.96 ¦ -000000175.17 ¦ -000000175.17 ¦ +000000000.00 ¦ -000000175.17 ¦ -000000175.17 ¦ -000000150.09 ¦ +000000000.00 ¦ +000000000.00 ¦ +000000000.00 ¦ -000002762.75 ¦ +000000000.00 ¦ +000000000.00 ¦ +000000000.00 ¦ +000000000.00 ¦ +000000000.00 ¦ +000000000.00 ¦ +000000000.00 ¦ +000000000.00 ¦ +000000000.00 ¦ +000000000.00 ¦ +000000000.00 ¦ +000000000.00 ¦ +000000000.00 ¦ +000000000.00 ¦ +000000000.00 ¦ +000000000.00 ¦ +000000000.00 ¦ +000000000.00 ¦ +000000000.00 ¦ +000000000.00 ¦ +000000000.00 ¦ +000000000.00 ¦ +000000000.00 ¦ +000000000.00 ¦ +000000000.00 ¦ +000000000.00 ¦ +000000000.00 ¦ +000000000.00 ¦ +000000000.00 ¦ +000000000.00 ¦ +000000000.00 ¦ +000000000.00 ¦ +000000000.00 ¦ +000000000.00 ¦ +000064909.09 ¦ +000000000.00 ¦ +000000000.00 ¦ +000000000.00 ¦ +000000000.00 ¦ +000000000.00 ¦ +000019876.55 ¦ +000000000.00 ¦ +000000000.00 ¦ -000022923.67 ¦ -000091747.57 ¦ -000091747.57 ¦ +000085909.09 ¦ +000000000.00 ¦ +000000000.00 ¦ -000088317.76 ¦ -000180781.68 ¦ +000000000.00 ¦ +000133137.36 ¦ +000000000.00 ¦ +000000000.00 ¦ -000150877.97 ¦ +000000000.00 ¦ +000000000.00 ¦ +000000000.00 ¦ +000000000.00 ¦ +000000000.00 ¦ +000000000.00 ¦ -000015183.54 ¦ -000015183.54 ¦ +000000000.00 ¦ -000015183.54 ¦ -000015183.54 ¦ -000014119.41 ¦ -000209164.92 ¦ +000000000.00 ¦ +000000000.00 ¦ -000209164.92 ¦ -000209164.92 ¦ -000173310.09 ¦ +000000000.00 ¦ +000000000.00 ¦ -000414923.37 ¦ -000462697.24 ¦ -000462697.24 ¦ +000000000.00 ¦ | UI ¦ Standalone ¦ Customer Owned ¦ Small C&I ¦ Bids into FCM | Non-Residential ¦ 2022 ¦ 50 | UI | Non-Residential | Bids into FCM | 2022 | Small C&I
| UI ¦ Standalone ¦ Customer Owned ¦ Medium C&I ¦ Does Not Bid into FCM ¦ Non-Residential ¦ 2022 ¦ 50 | -000000360.13 ¦ -000000360.13 ¦ +000000000.00 ¦ -000000360.13 ¦ -000000360.13 ¦ -000000286.26 ¦ +000052592.76 ¦ +000052592.76 ¦ +000000000.00 ¦ +000052592.76 ¦ +000052592.76 ¦ +000033305.68 ¦ +000035061.84 ¦ +000000000.00 ¦ +000000000.00 ¦ +000035061.84 ¦ +000035061.84 ¦ +000022203.79 ¦ +000105851.26 ¦ +000105851.26 ¦ +000000000.00 ¦ +000105851.26 ¦ +000105851.26 ¦ +000085777.58 ¦ +000070567.51 ¦ +000000000.00 ¦ +000000000.00 ¦ +000070567.51 ¦ +000070567.51 ¦ +000057185.05 ¦ +000011124.32 ¦ +000011124.32 ¦ +000000000.00 ¦ +000011124.32 ¦ +000011124.32 ¦ +000009530.92 ¦ +000007416.21 ¦ +000000000.00 ¦ +000000000.00 ¦ +000007416.21 ¦ +000007416.21 ¦ +000006353.95 ¦ +000001885.61 ¦ +000001885.61 ¦ +000000000.00 ¦ +000001885.61 ¦ +000001885.61 ¦ +000001536.77 ¦ +000220747.35 ¦ +000220747.35 ¦ +000000000.00 ¦ +000220747.35 ¦ +000220747.35 ¦ +000145894.39 ¦ +000147164.90 ¦ +000000000.00 ¦ +000000000.00 ¦ +000147164.90 ¦ +000147164.90 ¦ +000097262.93 ¦ -000000210.21 ¦ -000000210.21 ¦ +000000000.00 ¦ -000000210.21 ¦ -000000210.21 ¦ -000000180.11 ¦ +000000000.00 ¦ +000000000.00 ¦ +000000000.00 ¦ -000003315.30 ¦ +000000000.00 ¦ +000000000.00 ¦ +000000000.00 ¦ +000000000.00 ¦ +000000000.00 ¦ +000000000.00 ¦ +000000000.00 ¦ +000000000.00 ¦ +000000000.00 ¦ +000000000.00 ¦ +000000000.00 ¦ +000000000.00 ¦ +000000000.00 ¦ +000000000.00 ¦ +000000000.00 ¦ +000000000.00 ¦ +000000000.00 ¦ +000000000.00 ¦ +000000000.00 ¦ +000000000.00 ¦ +000000000.00 ¦ +000000000.00 ¦ +000000000.00 ¦ +000000000.00 ¦ +000000000.00 ¦ +000000000.00 ¦ +000000000.00 ¦ +000000000.00 ¦ +000000000.00 ¦ +000000000.00 ¦ +000000000.00 ¦ +000000000.00 ¦ +000000000.00 ¦ +000000000.00 ¦ +000077890.91 ¦ +000000000.00 ¦ +000000000.00 ¦ +000000000.00 ¦ +000000000.00 ¦ +000000000.00 ¦ +000023851.86 ¦ +000000000.00 ¦ +000000000.00 ¦ -000027508.40 ¦ -000096334.95 ¦ -000096334.95 ¦ +000090204.55 ¦ +000000000.00 ¦ +000000000.00 ¦ -000092733.64 ¦ -000216938.02 ¦ +000000000.00 ¦ +000159764.84 ¦ +000000000.00 ¦ +000000000.00 ¦ -000181053.56 ¦ +000000000.00 ¦ +000000000.00 ¦ +000000000.00 ¦ +000000000.00 ¦ +000000000.00 ¦ +000000000.00 ¦ -000018220.25 ¦ -000018220.25 ¦ +000000000.00 ¦ -000018220.25 ¦ -000018220.25 ¦ -000016943.30 ¦ -000250997.90 ¦ +000000000.00 ¦ +000000000.00 ¦ -000250997.90 ¦ -000250997.90 ¦ -000207972.11 ¦ +000000000.00 ¦ +000000000.00 ¦ -000452680.81 ¦ -000505198.50 ¦ -000505198.50 ¦ +000000000.00 ¦ | UI ¦ Standalone ¦ Customer Owned ¦ Medium C&I ¦ Does Not Bid into FCM | Non-Residential ¦ 2022 ¦ 50 | UI | Non-Residential | Does Not Bid into FCM | 2022 | Medium C&I
| UI ¦ Standalone ¦ Customer Owned ¦ Medium C&I ¦ Bids into FCM ¦ Non-Residential ¦ 2022 ¦ 50 | -000000360.13 ¦ -000000360.13 ¦ +000000000.00 ¦ -000000360.13 ¦ -000000360.13 ¦ -000000286.26 ¦ +000035611.76 ¦ +000035611.76 ¦ +000000000.00 ¦ +000035611.76 ¦ +000035611.76 ¦ +000028614.18 ¦ +000023741.17 ¦ +000000000.00 ¦ +000000000.00 ¦ +000023741.17 ¦ +000023741.17 ¦ +000019076.12 ¦ +000105851.26 ¦ +000105851.26 ¦ +000000000.00 ¦ +000105851.26 ¦ +000105851.26 ¦ +000085777.58 ¦ +000070567.51 ¦ +000000000.00 ¦ +000000000.00 ¦ +000070567.51 ¦ +000070567.51 ¦ +000057185.05 ¦ +000000644.99 ¦ +000000644.99 ¦ +000000000.00 ¦ +000000644.99 ¦ +000000644.99 ¦ +000000572.42 ¦ +000000430.00 ¦ +000000000.00 ¦ +000000000.00 ¦ +000000430.00 ¦ +000000430.00 ¦ +000000381.61 ¦ +000001885.61 ¦ +000001885.61 ¦ +000000000.00 ¦ +000001885.61 ¦ +000001885.61 ¦ +000001536.77 ¦ +000052400.26 ¦ +000052400.26 ¦ +000000000.00 ¦ +000052400.26 ¦ +000052400.26 ¦ +000046423.72 ¦ +000034933.51 ¦ +000000000.00 ¦ +000000000.00 ¦ +000034933.51 ¦ +000034933.51 ¦ +000030949.15 ¦ -000000210.21 ¦ -000000210.21 ¦ +000000000.00 ¦ -000000210.21 ¦ -000000210.21 ¦ -000000180.11 ¦ +000000000.00 ¦ +000000000.00 ¦ +000000000.00 ¦ -000003315.30 ¦ +000000000.00 ¦ +000000000.00 ¦ +000000000.00 ¦ +000000000.00 ¦ +000000000.00 ¦ +000000000.00 ¦ +000000000.00 ¦ +000000000.00 ¦ +000000000.00 ¦ +000000000.00 ¦ +000000000.00 ¦ +000000000.00 ¦ +000000000.00 ¦ +000000000.00 ¦ +000000000.00 ¦ +000000000.00 ¦ +000000000.00 ¦ +000000000.00 ¦ +000000000.00 ¦ +000000000.00 ¦ +000000000.00 ¦ +000000000.00 ¦ +000000000.00 ¦ +000000000.00 ¦ +000000000.00 ¦ +000000000.00 ¦ +000000000.00 ¦ +000000000.00 ¦ +000000000.00 ¦ +000000000.00 ¦ +000000000.00 ¦ +000000000.00 ¦ +000000000.00 ¦ +000000000.00 ¦ +000077890.91 ¦ +000000000.00 ¦ +000000000.00 ¦ +000000000.00 ¦ +000000000.00 ¦ +000000000.00 ¦ +000023851.86 ¦ +000000000.00 ¦ +000000000.00 ¦ -000027508.40 ¦ -000096334.95 ¦ -000096334.95 ¦ +000090204.55 ¦ +000000000.00 ¦ +000000000.00 ¦ -000092733.64 ¦ -000216938.02 ¦ +000000000.00 ¦ +000159764.84 ¦ +000000000.00 ¦ +000000000.00 ¦ -000181053.56 ¦ +000000000.00 ¦ +000000000.00 ¦ +000000000.00 ¦ +000000000.00 ¦ +000000000.00 ¦ +000000000.00 ¦ -000018220.25 ¦ -000018220.25 ¦ +000000000.00 ¦ -000018220.25 ¦ -000018220.25 ¦ -000016943.30 ¦ -000250997.90 ¦ +000000000.00 ¦ +000000000.00 ¦ -000250997.90 ¦ -000250997.90 ¦ -000207972.11 ¦ +000000000.00 ¦ +000000000.00 ¦ -000452680.81 ¦ -000505198.50 ¦ -000505198.50 ¦ +000000000.00 ¦ | UI ¦ Standalone ¦ Customer Owned ¦ Medium C&I ¦ Bids into FCM | Non-Residential ¦ 2022 ¦ 50 | UI | Non-Residential | Bids into FCM | 2022 | Medium C&I
| UI ¦ Standalone ¦ Customer Owned ¦ Large C&I ¦ Does Not Bid into FCM ¦ Non-Residential ¦ 2022 ¦ 50 | -000000540.20 ¦ -000000540.20 ¦ +000000000.00 ¦ -000000540.20 ¦ -000000540.20 ¦ -000000429.39 ¦ +000078889.14 ¦ +000078889.14 ¦ +000000000.00 ¦ +000078889.14 ¦ +000078889.14 ¦ +000049958.52 ¦ +000052592.76 ¦ +000000000.00 ¦ +000000000.00 ¦ +000052592.76 ¦ +000052592.76 ¦ +000033305.68 ¦ +000158776.89 ¦ +000158776.89 ¦ +000000000.00 ¦ +000158776.89 ¦ +000158776.89 ¦ +000128666.37 ¦ +000105851.26 ¦ +000000000.00 ¦ +000000000.00 ¦ +000105851.26 ¦ +000105851.26 ¦ +000085777.58 ¦ +000016686.48 ¦ +000016686.48 ¦ +000000000.00 ¦ +000016686.48 ¦ +000016686.48 ¦ +000014296.39 ¦ +000011124.32 ¦ +000000000.00 ¦ +000000000.00 ¦ +000011124.32 ¦ +000011124.32 ¦ +000009530.92 ¦ +000002828.42 ¦ +000002828.42 ¦ +000000000.00 ¦ +000002828.42 ¦ +000002828.42 ¦ +000002305.16 ¦ +000331121.03 ¦ +000331121.03 ¦ +000000000.00 ¦ +000331121.03 ¦ +000331121.03 ¦ +000218841.59 ¦ +000220747.35 ¦ +000000000.00 ¦ +000000000.00 ¦ +000220747.35 ¦ +000220747.35 ¦ +000145894.39 ¦ -000000315.31 ¦ -000000315.31 ¦ +000000000.00 ¦ -000000315.31 ¦ -000000315.31 ¦ -000000270.16 ¦ +000000000.00 ¦ +000000000.00 ¦ +000000000.00 ¦ -000004972.96 ¦ +000000000.00 ¦ +000000000.00 ¦ +000000000.00 ¦ +000000000.00 ¦ +000000000.00 ¦ +000000000.00 ¦ +000000000.00 ¦ +000000000.00 ¦ +000000000.00 ¦ +000000000.00 ¦ +000000000.00 ¦ +000000000.00 ¦ +000000000.00 ¦ +000000000.00 ¦ +000000000.00 ¦ +000000000.00 ¦ +000000000.00 ¦ +000000000.00 ¦ +000000000.00 ¦ +000000000.00 ¦ +000000000.00 ¦ +000000000.00 ¦ +000000000.00 ¦ +000000000.00 ¦ +000000000.00 ¦ +000000000.00 ¦ +000000000.00 ¦ +000000000.00 ¦ +000000000.00 ¦ +000000000.00 ¦ +000000000.00 ¦ +000000000.00 ¦ +000000000.00 ¦ +000000000.00 ¦ +000116836.36 ¦ +000000000.00 ¦ +000000000.00 ¦ +000000000.00 ¦ +000000000.00 ¦ +000000000.00 ¦ +000006035.49 ¦ +000000000.00 ¦ +000000000.00 ¦ -000006960.75 ¦ -000082572.82 ¦ -000082572.82 ¦ +000077318.18 ¦ +000000000.00 ¦ +000000000.00 ¦ -000079485.98 ¦ -000325407.03 ¦ +000000000.00 ¦ +000239647.25 ¦ +000000000.00 ¦ +000000000.00 ¦ -000271580.34 ¦ +000000000.00 ¦ +000000000.00 ¦ +000000000.00 ¦ +000000000.00 ¦ +000000000.00 ¦ +000000000.00 ¦ -000027330.37 ¦ -000027330.37 ¦ +000000000.00 ¦ -000027330.37 ¦ -000027330.37 ¦ -000025414.94 ¦ -000376496.86 ¦ +000000000.00 ¦ +000000000.00 ¦ -000376496.86 ¦ -000376496.86 ¦ -000311958.17 ¦ +000000000.00 ¦ +000000000.00 ¦ -000611180.38 ¦ -000682740.49 ¦ -000682740.49 ¦ +000000000.00 ¦ | UI ¦ Standalone ¦ Customer Owned ¦ Large C&I ¦ Does Not Bid into FCM | Non-Residential ¦ 2022 ¦ 50 | UI | Non-Residential | Does Not Bid into FCM | 2022 | Large C&I
| UI ¦ Standalone ¦ Customer Owned ¦ Large C&I ¦ Bids into FCM ¦ Non-Residential ¦ 2022 ¦ 50 | -000000540.20 ¦ -000000540.20 ¦ +000000000.00 ¦ -000000540.20 ¦ -000000540.20 ¦ -000000429.39 ¦ +000053417.64 ¦ +000053417.64 ¦ +000000000.00 ¦ +000053417.64 ¦ +000053417.64 ¦ +000042921.27 ¦ +000035611.76 ¦ +000000000.00 ¦ +000000000.00 ¦ +000035611.76 ¦ +000035611.76 ¦ +000028614.18 ¦ +000158776.89 ¦ +000158776.89 ¦ +000000000.00 ¦ +000158776.89 ¦ +000158776.89 ¦ +000128666.37 ¦ +000105851.26 ¦ +000000000.00 ¦ +000000000.00 ¦ +000105851.26 ¦ +000105851.26 ¦ +000085777.58 ¦ +000000967.49 ¦ +000000967.49 ¦ +000000000.00 ¦ +000000967.49 ¦ +000000967.49 ¦ +000000858.63 ¦ +000000644.99 ¦ +000000000.00 ¦ +000000000.00 ¦ +000000644.99 ¦ +000000644.99 ¦ +000000572.42 ¦ +000002828.42 ¦ +000002828.42 ¦ +000000000.00 ¦ +000002828.42 ¦ +000002828.42 ¦ +000002305.16 ¦ +000078600.39 ¦ +000078600.39 ¦ +000000000.00 ¦ +000078600.39 ¦ +000078600.39 ¦ +000069635.58 ¦ +000052400.26 ¦ +000000000.00 ¦ +000000000.00 ¦ +000052400.26 ¦ +000052400.26 ¦ +000046423.72 ¦ -000000315.31 ¦ -000000315.31 ¦ +000000000.00 ¦ -000000315.31 ¦ -000000315.31 ¦ -000000270.16 ¦ +000000000.00 ¦ +000000000.00 ¦ +000000000.00 ¦ -000004972.96 ¦ +000000000.00 ¦ +000000000.00 ¦ +000000000.00 ¦ +000000000.00 ¦ +000000000.00 ¦ +000000000.00 ¦ +000000000.00 ¦ +000000000.00 ¦ +000000000.00 ¦ +000000000.00 ¦ +000000000.00 ¦ +000000000.00 ¦ +000000000.00 ¦ +000000000.00 ¦ +000000000.00 ¦ +000000000.00 ¦ +000000000.00 ¦ +000000000.00 ¦ +000000000.00 ¦ +000000000.00 ¦ +000000000.00 ¦ +000000000.00 ¦ +000000000.00 ¦ +000000000.00 ¦ +000000000.00 ¦ +000000000.00 ¦ +000000000.00 ¦ +000000000.00 ¦ +000000000.00 ¦ +000000000.00 ¦ +000000000.00 ¦ +000000000.00 ¦ +000000000.00 ¦ +000000000.00 ¦ +000116836.36 ¦ +000000000.00 ¦ +000000000.00 ¦ +000000000.00 ¦ +000000000.00 ¦ +000000000.00 ¦ +000006035.49 ¦ +000000000.00 ¦ +000000000.00 ¦ -000006960.75 ¦ -000082572.82 ¦ -000082572.82 ¦ +000077318.18 ¦ +000000000.00 ¦ +000000000.00 ¦ -000079485.98 ¦ -000325407.03 ¦ +000000000.00 ¦ +000239647.25 ¦ +000000000.00 ¦ +000000000.00 ¦ -000271580.34 ¦ +000000000.00 ¦ +000000000.00 ¦ +000000000.00 ¦ +000000000.00 ¦ +000000000.00 ¦ +000000000.00 ¦ -000027330.37 ¦ -000027330.37 ¦ +000000000.00 ¦ -000027330.37 ¦ -000027330.37 ¦ -000025414.94 ¦ -000376496.86 ¦ +000000000.00 ¦ +000000000.00 ¦ -000376496.86 ¦ -000376496.86 ¦ -000311958.17 ¦ +000000000.00 ¦ +000000000.00 ¦ -000611180.38 ¦ -000682740.49 ¦ -000682740.49 ¦ +000000000.00 ¦ | UI ¦ Standalone ¦ Customer Owned ¦ Large C&I ¦ Bids into FCM | Non-Residential ¦ 2022 ¦ 50 | UI | Non-Residential | Bids into FCM | 2022 | Large C&I
| Eversource ¦ Standalone ¦ Customer Owned ¦ Residential Non-LMI ¦ Does Not Bid into FCM ¦ Residential ¦ 2023 ¦ 10 | -000001018.08 ¦ -000001018.08 ¦ +000000000.00 ¦ -000001018.08 ¦ -000001018.08 ¦ -000000811.34 ¦ +000182072.80 ¦ +000182072.80 ¦ +000000000.00 ¦ +000182072.80 ¦ +000182072.80 ¦ +000111157.21 ¦ +000121381.87 ¦ +000000000.00 ¦ +000000000.00 ¦ +000121381.87 ¦ +000121381.87 ¦ +000074104.81 ¦ +000359395.12 ¦ +000359395.12 ¦ +000000000.00 ¦ +000359395.12 ¦ +000359395.12 ¦ +000280351.83 ¦ +000239596.75 ¦ +000000000.00 ¦ +000000000.00 ¦ +000239596.75 ¦ +000239596.75 ¦ +000186901.22 ¦ +000037971.11 ¦ +000037971.11 ¦ +000000000.00 ¦ +000037971.11 ¦ +000037971.11 ¦ +000031135.65 ¦ +000025314.07 ¦ +000000000.00 ¦ +000000000.00 ¦ +000025314.07 ¦ +000025314.07 ¦ +000020757.10 ¦ +000006658.38 ¦ +000006658.38 ¦ +000000000.00 ¦ +000006658.38 ¦ +000006658.38 ¦ +000005185.80 ¦ +001027965.14 ¦ +001027965.14 ¦ +000000000.00 ¦ +001027965.14 ¦ +001027965.14 ¦ +000654769.47 ¦ +000685310.09 ¦ +000000000.00 ¦ +000000000.00 ¦ +000685310.09 ¦ +000685310.09 ¦ +000436512.98 ¦ -000000699.57 ¦ -000000699.57 ¦ +000000000.00 ¦ -000000699.57 ¦ -000000699.57 ¦ -000000574.88 ¦ +000000000.00 ¦ +000000000.00 ¦ +000000000.00 ¦ -000010102.08 ¦ +000000000.00 ¦ +000000000.00 ¦ +000000000.00 ¦ +000000000.00 ¦ +000000000.00 ¦ +000000000.00 ¦ +000000000.00 ¦ +000000000.00 ¦ +000000000.00 ¦ +000000000.00 ¦ +000000000.00 ¦ +000000000.00 ¦ +000000000.00 ¦ +000000000.00 ¦ +000000000.00 ¦ +000000000.00 ¦ +000000000.00 ¦ +000000000.00 ¦ +000000000.00 ¦ +000000000.00 ¦ +000000000.00 ¦ +000000000.00 ¦ +000000000.00 ¦ +000000000.00 ¦ +000000000.00 ¦ +000000000.00 ¦ +000000000.00 ¦ +000000000.00 ¦ +000000000.00 ¦ +000000000.00 ¦ +000000000.00 ¦ +000000000.00 ¦ +000000000.00 ¦ +000000000.00 ¦ +000247632.40 ¦ +000000000.00 ¦ +000000000.00 ¦ +000000000.00 ¦ +000000000.00 ¦ +000000000.00 ¦ +000059794.99 ¦ +000000000.00 ¦ +000000000.00 ¦ -000070895.21 ¦ -000366481.29 ¦ -000366481.29 ¦ +000321322.31 ¦ +000000000.00 ¦ +000000000.00 ¦ -000339592.98 ¦ -000722123.78 ¦ +000000000.00 ¦ +000497968.32 ¦ +000000000.00 ¦ +000000000.00 ¦ -000580144.91 ¦ +000000000.00 ¦ +000000000.00 ¦ +000000000.00 ¦ +000000000.00 ¦ +000000000.00 ¦ +000000000.00 ¦ -000188259.74 ¦ -000188259.74 ¦ +000000000.00 ¦ -000188259.74 ¦ -000188259.74 ¦ -000164689.56 ¦ -000179599.86 ¦ +000000000.00 ¦ +000000000.00 ¦ -000179599.86 ¦ -000179599.86 ¦ -000141755.60 ¦ +000000000.00 ¦ +000000000.00 ¦ -001531287.17 ¦ -001823945.57 ¦ -001823945.57 ¦ +000000000.00 ¦ | Eversource ¦ Standalone ¦ Customer Owned ¦ Residential Non-LMI ¦ Does Not Bid into FCM | Residential ¦ 2023 ¦ 10 | Eversource | Residential | Does Not Bid into FCM | 2023 | Residential Non-LMI
| Eversource ¦ Standalone ¦ Customer Owned ¦ Residential Non-LMI ¦ Bids into FCM ¦ Residential ¦ 2023 ¦ 10 | -000001018.08 ¦ -000001018.08 ¦ +000000000.00 ¦ -000001018.08 ¦ -000001018.08 ¦ -000000811.34 ¦ +000123535.27 ¦ +000123535.27 ¦ +000000000.00 ¦ +000123535.27 ¦ +000123535.27 ¦ +000095050.40 ¦ +000082356.85 ¦ +000000000.00 ¦ +000000000.00 ¦ +000082356.85 ¦ +000082356.85 ¦ +000063366.93 ¦ +000359395.12 ¦ +000359395.12 ¦ +000000000.00 ¦ +000359395.12 ¦ +000359395.12 ¦ +000280351.83 ¦ +000239596.75 ¦ +000000000.00 ¦ +000000000.00 ¦ +000239596.75 ¦ +000239596.75 ¦ +000186901.22 ¦ +000002488.23 ¦ +000002488.23 ¦ +000000000.00 ¦ +000002488.23 ¦ +000002488.23 ¦ +000002129.17 ¦ +000001658.82 ¦ +000000000.00 ¦ +000000000.00 ¦ +000001658.82 ¦ +000001658.82 ¦ +000001419.44 ¦ +000006658.38 ¦ +000006658.38 ¦ +000000000.00 ¦ +000006658.38 ¦ +000006658.38 ¦ +000005185.80 ¦ +000205973.62 ¦ +000205973.62 ¦ +000000000.00 ¦ +000205973.62 ¦ +000205973.62 ¦ +000176121.08 ¦ +000137315.74 ¦ +000000000.00 ¦ +000000000.00 ¦ +000137315.74 ¦ +000137315.74 ¦ +000117414.05 ¦ -000000699.57 ¦ -000000699.57 ¦ +000000000.00 ¦ -000000699.57 ¦ -000000699.57 ¦ -000000574.88 ¦ +000000000.00 ¦ +000000000.00 ¦ +000000000.00 ¦ -000010102.08 ¦ +000000000.00 ¦ +000000000.00 ¦ +000000000.00 ¦ +000000000.00 ¦ +000000000.00 ¦ +000000000.00 ¦ +000000000.00 ¦ +000000000.00 ¦ +000000000.00 ¦ +000000000.00 ¦ +000000000.00 ¦ +000000000.00 ¦ +000000000.00 ¦ +000000000.00 ¦ +000000000.00 ¦ +000000000.00 ¦ +000000000.00 ¦ +000000000.00 ¦ +000000000.00 ¦ +000000000.00 ¦ +000000000.00 ¦ +000000000.00 ¦ +000000000.00 ¦ +000000000.00 ¦ +000000000.00 ¦ +000000000.00 ¦ +000000000.00 ¦ +000000000.00 ¦ +000000000.00 ¦ +000000000.00 ¦ +000000000.00 ¦ +000000000.00 ¦ +000000000.00 ¦ +000000000.00 ¦ +000247632.40 ¦ +000000000.00 ¦ +000000000.00 ¦ +000000000.00 ¦ +000000000.00 ¦ +000000000.00 ¦ +000059794.99 ¦ +000000000.00 ¦ +000000000.00 ¦ -000070895.21 ¦ -000366481.29 ¦ -000366481.29 ¦ +000321322.31 ¦ +000000000.00 ¦ +000000000.00 ¦ -000339592.98 ¦ -000722123.78 ¦ +000000000.00 ¦ +000497968.32 ¦ +000000000.00 ¦ +000000000.00 ¦ -000580144.91 ¦ +000000000.00 ¦ +000000000.00 ¦ +000000000.00 ¦ +000000000.00 ¦ +000000000.00 ¦ +000000000.00 ¦ -000188259.74 ¦ -000188259.74 ¦ +000000000.00 ¦ -000188259.74 ¦ -000188259.74 ¦ -000164689.56 ¦ -000179599.86 ¦ +000000000.00 ¦ +000000000.00 ¦ -000179599.86 ¦ -000179599.86 ¦ -000141755.60 ¦ +000000000.00 ¦ +000000000.00 ¦ -001531287.17 ¦ -001823945.57 ¦ -001823945.57 ¦ +000000000.00 ¦ | Eversource ¦ Standalone ¦ Customer Owned ¦ Residential Non-LMI ¦ Bids into FCM | Residential ¦ 2023 ¦ 10 | Eversource | Residential | Bids into FCM | 2023 | Residential Non-LMI
| Eversource ¦ Standalone ¦ Customer Owned ¦ Residential Underserved ¦ Does Not Bid into FCM ¦ Residential ¦ 2023 ¦ 10 | -000000509.04 ¦ -000000509.04 ¦ +000000000.00 ¦ -000000509.04 ¦ -000000509.04 ¦ -000000405.67 ¦ +000091036.40 ¦ +000091036.40 ¦ +000000000.00 ¦ +000091036.40 ¦ +000091036.40 ¦ +000055578.61 ¦ +000060690.93 ¦ +000000000.00 ¦ +000000000.00 ¦ +000060690.93 ¦ +000060690.93 ¦ +000037052.40 ¦ +000179697.56 ¦ +000179697.56 ¦ +000000000.00 ¦ +000179697.56 ¦ +000179697.56 ¦ +000140175.92 ¦ +000119798.37 ¦ +000000000.00 ¦ +000000000.00 ¦ +000119798.37 ¦ +000119798.37 ¦ +000093450.61 ¦ +000018985.55 ¦ +000018985.55 ¦ +000000000.00 ¦ +000018985.55 ¦ +000018985.55 ¦ +000015567.82 ¦ +000012657.04 ¦ +000000000.00 ¦ +000000000.00 ¦ +000012657.04 ¦ +000012657.04 ¦ +000010378.55 ¦ +000003329.19 ¦ +000003329.19 ¦ +000000000.00 ¦ +000003329.19 ¦ +000003329.19 ¦ +000002592.90 ¦ +000513982.57 ¦ +000513982.57 ¦ +000000000.00 ¦ +000513982.57 ¦ +000513982.57 ¦ +000327384.73 ¦ +000342655.05 ¦ +000000000.00 ¦ +000000000.00 ¦ +000342655.05 ¦ +000342655.05 ¦ +000218256.49 ¦ -000000349.78 ¦ -000000349.78 ¦ +000000000.00 ¦ -000000349.78 ¦ -000000349.78 ¦ -000000287.44 ¦ +000000000.00 ¦ +000000000.00 ¦ +000000000.00 ¦ -000005051.04 ¦ +000000000.00 ¦ +000000000.00 ¦ +000000000.00 ¦ +000000000.00 ¦ +000000000.00 ¦ +000000000.00 ¦ +000000000.00 ¦ +000000000.00 ¦ +000000000.00 ¦ +000000000.00 ¦ +000000000.00 ¦ +000000000.00 ¦ +000000000.00 ¦ +000000000.00 ¦ +000000000.00 ¦ +000000000.00 ¦ +000000000.00 ¦ +000000000.00 ¦ +000000000.00 ¦ +000000000.00 ¦ +000000000.00 ¦ +000000000.00 ¦ +000000000.00 ¦ +000000000.00 ¦ +000000000.00 ¦ +000000000.00 ¦ +000000000.00 ¦ +000000000.00 ¦ +000000000.00 ¦ +000000000.00 ¦ +000000000.00 ¦ +000000000.00 ¦ +000000000.00 ¦ +000000000.00 ¦ +000123816.20 ¦ +000000000.00 ¦ +000000000.00 ¦ +000000000.00 ¦ +000000000.00 ¦ +000000000.00 ¦ +000029897.49 ¦ +000000000.00 ¦ +000000000.00 ¦ -000035447.61 ¦ -000274860.97 ¦ -000274860.97 ¦ +000240991.74 ¦ +000000000.00 ¦ +000000000.00 ¦ -000254694.73 ¦ -000361061.89 ¦ +000000000.00 ¦ +000248984.16 ¦ +000000000.00 ¦ +000000000.00 ¦ -000290072.46 ¦ +000000000.00 ¦ +000000000.00 ¦ +000000000.00 ¦ +000000000.00 ¦ +000000000.00 ¦ +000000000.00 ¦ -000094129.87 ¦ -000094129.87 ¦ +000000000.00 ¦ -000094129.87 ¦ -000094129.87 ¦ -000082344.78 ¦ -000089799.93 ¦ +000000000.00 ¦ +000000000.00 ¦ -000089799.93 ¦ -000089799.93 ¦ -000070877.80 ¦ +000000000.00 ¦ +000000000.00 ¦ -000765643.58 ¦ -000911972.78 ¦ -000911972.78 ¦ +000000000.00 ¦ | Eversource ¦ Standalone ¦ Customer Owned ¦ Residential Underserved ¦ Does Not Bid into FCM | Residential ¦ 2023 ¦ 10 | Eversource | Residential | Does Not Bid into FCM | 2023 | Residential Underserved
| Eversource ¦ Standalone ¦ Customer Owned ¦ Residential Underserved ¦ Bids into FCM ¦ Residential ¦ 2023 ¦ 10 | -000000509.04 ¦ -000000509.04 ¦ +000000000.00 ¦ -000000509.04 ¦ -000000509.04 ¦ -000000405.67 ¦ +000061767.63 ¦ +000061767.63 ¦ +000000000.00 ¦ +000061767.63 ¦ +000061767.63 ¦ +000047525.20 ¦ +000041178.42 ¦ +000000000.00 ¦ +000000000.00 ¦ +000041178.42 ¦ +000041178.42 ¦ +000031683.47 ¦ +000179697.56 ¦ +000179697.56 ¦ +000000000.00 ¦ +000179697.56 ¦ +000179697.56 ¦ +000140175.92 ¦ +000119798.37 ¦ +000000000.00 ¦ +000000000.00 ¦ +000119798.37 ¦ +000119798.37 ¦ +000093450.61 ¦ +000001244.11 ¦ +000001244.11 ¦ +000000000.00 ¦ +000001244.11 ¦ +000001244.11 ¦ +000001064.58 ¦ +000000829.41 ¦ +000000000.00 ¦ +000000000.00 ¦ +000000829.41 ¦ +000000829.41 ¦ +000000709.72 ¦ +000003329.19 ¦ +000003329.19 ¦ +000000000.00 ¦ +000003329.19 ¦ +000003329.19 ¦ +000002592.90 ¦ +000102986.81 ¦ +000102986.81 ¦ +000000000.00 ¦ +000102986.81 ¦ +000102986.81 ¦ +000088060.54 ¦ +000068657.87 ¦ +000000000.00 ¦ +000000000.00 ¦ +000068657.87 ¦ +000068657.87 ¦ +000058707.03 ¦ -000000349.78 ¦ -000000349.78 ¦ +000000000.00 ¦ -000000349.78 ¦ -000000349.78 ¦ -000000287.44 ¦ +000000000.00 ¦ +000000000.00 ¦ +000000000.00 ¦ -000005051.04 ¦ +000000000.00 ¦ +000000000.00 ¦ +000000000.00 ¦ +000000000.00 ¦ +000000000.00 ¦ +000000000.00 ¦ +000000000.00 ¦ +000000000.00 ¦ +000000000.00 ¦ +000000000.00 ¦ +000000000.00 ¦ +000000000.00 ¦ +000000000.00 ¦ +000000000.00 ¦ +000000000.00 ¦ +000000000.00 ¦ +000000000.00 ¦ +000000000.00 ¦ +000000000.00 ¦ +000000000.00 ¦ +000000000.00 ¦ +000000000.00 ¦ +000000000.00 ¦ +000000000.00 ¦ +000000000.00 ¦ +000000000.00 ¦ +000000000.00 ¦ +000000000.00 ¦ +000000000.00 ¦ +000000000.00 ¦ +000000000.00 ¦ +000000000.00 ¦ +000000000.00 ¦ +000000000.00 ¦ +000123816.20 ¦ +000000000.00 ¦ +000000000.00 ¦ +000000000.00 ¦ +000000000.00 ¦ +000000000.00 ¦ +000029897.49 ¦ +000000000.00 ¦ +000000000.00 ¦ -000035447.61 ¦ -000274860.97 ¦ -000274860.97 ¦ +000240991.74 ¦ +000000000.00 ¦ +000000000.00 ¦ -000254694.73 ¦ -000361061.89 ¦ +000000000.00 ¦ +000248984.16 ¦ +000000000.00 ¦ +000000000.00 ¦ -000290072.46 ¦ +000000000.00 ¦ +000000000.00 ¦ +000000000.00 ¦ +000000000.00 ¦ +000000000.00 ¦ +000000000.00 ¦ -000094129.87 ¦ -000094129.87 ¦ +000000000.00 ¦ -000094129.87 ¦ -000094129.87 ¦ -000082344.78 ¦ -000089799.93 ¦ +000000000.00 ¦ +000000000.00 ¦ -000089799.93 ¦ -000089799.93 ¦ -000070877.80 ¦ +000000000.00 ¦ +000000000.00 ¦ -000765643.58 ¦ -000911972.78 ¦ -000911972.78 ¦ +000000000.00 ¦ | Eversource ¦ Standalone ¦ Customer Owned ¦ Residential Underserved ¦ Bids into FCM | Residential ¦ 2023 ¦ 10 | Eversource | Residential | Bids into FCM | 2023 | Residential Underserved
| Eversource ¦ Standalone ¦ Customer Owned ¦ Residential Low Income ¦ Does Not Bid into FCM ¦ Residential ¦ 2023 ¦ 10 | -000000169.68 ¦ -000000169.68 ¦ +000000000.00 ¦ -000000169.68 ¦ -000000169.68 ¦ -000000135.22 ¦ +000030345.47 ¦ +000030345.47 ¦ +000000000.00 ¦ +000030345.47 ¦ +000030345.47 ¦ +000018526.20 ¦ +000020230.31 ¦ +000000000.00 ¦ +000000000.00 ¦ +000020230.31 ¦ +000020230.31 ¦ +000012350.80 ¦ +000059899.19 ¦ +000059899.19 ¦ +000000000.00 ¦ +000059899.19 ¦ +000059899.19 ¦ +000046725.31 ¦ +000039932.79 ¦ +000000000.00 ¦ +000000000.00 ¦ +000039932.79 ¦ +000039932.79 ¦ +000031150.20 ¦ +000006328.52 ¦ +000006328.52 ¦ +000000000.00 ¦ +000006328.52 ¦ +000006328.52 ¦ +000005189.27 ¦ +000004219.01 ¦ +000000000.00 ¦ +000000000.00 ¦ +000004219.01 ¦ +000004219.01 ¦ +000003459.52 ¦ +000001109.73 ¦ +000001109.73 ¦ +000000000.00 ¦ +000001109.73 ¦ +000001109.73 ¦ +000000864.30 ¦ +000171327.52 ¦ +000171327.52 ¦ +000000000.00 ¦ +000171327.52 ¦ +000171327.52 ¦ +000109128.24 ¦ +000114218.35 ¦ +000000000.00 ¦ +000000000.00 ¦ +000114218.35 ¦ +000114218.35 ¦ +000072752.16 ¦ -000000116.59 ¦ -000000116.59 ¦ +000000000.00 ¦ -000000116.59 ¦ -000000116.59 ¦ -000000095.81 ¦ +000000000.00 ¦ +000000000.00 ¦ +000000000.00 ¦ -000001683.68 ¦ +000000000.00 ¦ +000000000.00 ¦ +000000000.00 ¦ +000000000.00 ¦ +000000000.00 ¦ +000000000.00 ¦ +000000000.00 ¦ +000000000.00 ¦ +000000000.00 ¦ +000000000.00 ¦ +000000000.00 ¦ +000000000.00 ¦ +000000000.00 ¦ +000000000.00 ¦ +000000000.00 ¦ +000000000.00 ¦ +000000000.00 ¦ +000000000.00 ¦ +000000000.00 ¦ +000000000.00 ¦ +000000000.00 ¦ +000000000.00 ¦ +000000000.00 ¦ +000000000.00 ¦ +000000000.00 ¦ +000000000.00 ¦ +000000000.00 ¦ +000000000.00 ¦ +000000000.00 ¦ +000000000.00 ¦ +000000000.00 ¦ +000000000.00 ¦ +000000000.00 ¦ +000000000.00 ¦ +000041272.07 ¦ +000000000.00 ¦ +000000000.00 ¦ +000000000.00 ¦ +000000000.00 ¦ +000000000.00 ¦ +000009965.83 ¦ +000000000.00 ¦ +000000000.00 ¦ -000011815.87 ¦ -000122160.43 ¦ -000122160.43 ¦ +000107107.44 ¦ +000000000.00 ¦ +000000000.00 ¦ -000113197.66 ¦ -000120353.96 ¦ +000000000.00 ¦ +000082994.72 ¦ +000000000.00 ¦ +000000000.00 ¦ -000096690.82 ¦ +000000000.00 ¦ +000000000.00 ¦ +000000000.00 ¦ +000000000.00 ¦ +000000000.00 ¦ +000000000.00 ¦ -000031376.62 ¦ -000031376.62 ¦ +000000000.00 ¦ -000031376.62 ¦ -000031376.62 ¦ -000027448.26 ¦ -000029933.31 ¦ +000000000.00 ¦ +000000000.00 ¦ -000029933.31 ¦ -000029933.31 ¦ -000023625.93 ¦ +000000000.00 ¦ +000000000.00 ¦ -000255214.53 ¦ -000303990.93 ¦ -000303990.93 ¦ +000000000.00 ¦ | Eversource ¦ Standalone ¦ Customer Owned ¦ Residential Low Income ¦ Does Not Bid into FCM | Residential ¦ 2023 ¦ 10 | Eversource | Residential | Does Not Bid into FCM | 2023 | Residential Low Income
| Eversource ¦ Standalone ¦ Customer Owned ¦ Residential Low Income ¦ Bids into FCM ¦ Residential ¦ 2023 ¦ 10 | -000000169.68 ¦ -000000169.68 ¦ +000000000.00 ¦ -000000169.68 ¦ -000000169.68 ¦ -000000135.22 ¦ +000020589.21 ¦ +000020589.21 ¦ +000000000.00 ¦ +000020589.21 ¦ +000020589.21 ¦ +000015841.73 ¦ +000013726.14 ¦ +000000000.00 ¦ +000000000.00 ¦ +000013726.14 ¦ +000013726.14 ¦ +000010561.16 ¦ +000059899.19 ¦ +000059899.19 ¦ +000000000.00 ¦ +000059899.19 ¦ +000059899.19 ¦ +000046725.31 ¦ +000039932.79 ¦ +000000000.00 ¦ +000000000.00 ¦ +000039932.79 ¦ +000039932.79 ¦ +000031150.20 ¦ +000000414.70 ¦ +000000414.70 ¦ +000000000.00 ¦ +000000414.70 ¦ +000000414.70 ¦ +000000354.86 ¦ +000000276.47 ¦ +000000000.00 ¦ +000000000.00 ¦ +000000276.47 ¦ +000000276.47 ¦ +000000236.57 ¦ +000001109.73 ¦ +000001109.73 ¦ +000000000.00 ¦ +000001109.73 ¦ +000001109.73 ¦ +000000864.30 ¦ +000034328.94 ¦ +000034328.94 ¦ +000000000.00 ¦ +000034328.94 ¦ +000034328.94 ¦ +000029353.51 ¦ +000022885.96 ¦ +000000000.00 ¦ +000000000.00 ¦ +000022885.96 ¦ +000022885.96 ¦ +000019569.01 ¦ -000000116.59 ¦ -000000116.59 ¦ +000000000.00 ¦ -000000116.59 ¦ -000000116.59 ¦ -000000095.81 ¦ +000000000.00 ¦ +000000000.00 ¦ +000000000.00 ¦ -000001683.68 ¦ +000000000.00 ¦ +000000000.00 ¦ +000000000.00 ¦ +000000000.00 ¦ +000000000.00 ¦ +000000000.00 ¦ +000000000.00 ¦ +000000000.00 ¦ +000000000.00 ¦ +000000000.00 ¦ +000000000.00 ¦ +000000000.00 ¦ +000000000.00 ¦ +000000000.00 ¦ +000000000.00 ¦ +000000000.00 ¦ +000000000.00 ¦ +000000000.00 ¦ +000000000.00 ¦ +000000000.00 ¦ +000000000.00 ¦ +000000000.00 ¦ +000000000.00 ¦ +000000000.00 ¦ +000000000.00 ¦ +000000000.00 ¦ +000000000.00 ¦ +000000000.00 ¦ +000000000.00 ¦ +000000000.00 ¦ +000000000.00 ¦ +000000000.00 ¦ +000000000.00 ¦ +000000000.00 ¦ +000041272.07 ¦ +000000000.00 ¦ +000000000.00 ¦ +000000000.00 ¦ +000000000.00 ¦ +000000000.00 ¦ +000009965.83 ¦ +000000000.00 ¦ +000000000.00 ¦ -000011815.87 ¦ -000122160.43 ¦ -000122160.43 ¦ +000107107.44 ¦ +000000000.00 ¦ +000000000.00 ¦ -000113197.66 ¦ -000120353.96 ¦ +000000000.00 ¦ +000082994.72 ¦ +000000000.00 ¦ +000000000.00 ¦ -000096690.82 ¦ +000000000.00 ¦ +000000000.00 ¦ +000000000.00 ¦ +000000000.00 ¦ +000000000.00 ¦ +000000000.00 ¦ -000031376.62 ¦ -000031376.62 ¦ +000000000.00 ¦ -000031376.62 ¦ -000031376.62 ¦ -000027448.26 ¦ -000029933.31 ¦ +000000000.00 ¦ +000000000.00 ¦ -000029933.31 ¦ -000029933.31 ¦ -000023625.93 ¦ +000000000.00 ¦ +000000000.00 ¦ -000255214.53 ¦ -000303990.93 ¦ -000303990.93 ¦ +000000000.00 ¦ | Eversource ¦ Standalone ¦ Customer Owned ¦ Residential Low Income ¦ Bids into FCM | Residential ¦ 2023 ¦ 10 | Eversource | Residential | Bids into FCM | 2023 | Residential Low Income
| Eversource ¦ Standalone ¦ Customer Owned ¦ Small C&I ¦ Does Not Bid into FCM ¦ Non-Residential ¦ 2023 ¦ 50 | -000001979.59 ¦ -000001979.59 ¦ +000000000.00 ¦ -000001979.59 ¦ -000001979.59 ¦ -000001577.61 ¦ +000354030.45 ¦ +000354030.45 ¦ +000000000.00 ¦ +000354030.45 ¦ +000354030.45 ¦ +000216139.02 ¦ +000236020.30 ¦ +000000000.00 ¦ +000000000.00 ¦ +000236020.30 ¦ +000236020.30 ¦ +000144092.68 ¦ +000698823.85 ¦ +000698823.85 ¦ +000000000.00 ¦ +000698823.85 ¦ +000698823.85 ¦ +000545128.56 ¦ +000465882.56 ¦ +000000000.00 ¦ +000000000.00 ¦ +000465882.56 ¦ +000465882.56 ¦ +000363419.04 ¦ +000073832.71 ¦ +000073832.71 ¦ +000000000.00 ¦ +000073832.71 ¦ +000073832.71 ¦ +000060541.53 ¦ +000049221.80 ¦ +000000000.00 ¦ +000000000.00 ¦ +000049221.80 ¦ +000049221.80 ¦ +000040361.02 ¦ +000012946.85 ¦ +000012946.85 ¦ +000000000.00 ¦ +000012946.85 ¦ +000012946.85 ¦ +000010083.49 ¦ +001998821.11 ¦ +001998821.11 ¦ +000000000.00 ¦ +001998821.11 ¦ +001998821.11 ¦ +001273162.85 ¦ +001332547.41 ¦ +000000000.00 ¦ +000000000.00 ¦ +001332547.41 ¦ +001332547.41 ¦ +000848775.24 ¦ -000001360.27 ¦ -000001360.27 ¦ +000000000.00 ¦ -000001360.27 ¦ -000001360.27 ¦ -000001117.82 ¦ +000000000.00 ¦ +000000000.00 ¦ +000000000.00 ¦ -000019642.94 ¦ +000000000.00 ¦ +000000000.00 ¦ +000000000.00 ¦ +000000000.00 ¦ +000000000.00 ¦ +000000000.00 ¦ +000000000.00 ¦ +000000000.00 ¦ +000000000.00 ¦ +000000000.00 ¦ +000000000.00 ¦ +000000000.00 ¦ +000000000.00 ¦ +000000000.00 ¦ +000000000.00 ¦ +000000000.00 ¦ +000000000.00 ¦ +000000000.00 ¦ +000000000.00 ¦ +000000000.00 ¦ +000000000.00 ¦ +000000000.00 ¦ +000000000.00 ¦ +000000000.00 ¦ +000000000.00 ¦ +000000000.00 ¦ +000000000.00 ¦ +000000000.00 ¦ +000000000.00 ¦ +000000000.00 ¦ +000000000.00 ¦ +000000000.00 ¦ +000000000.00 ¦ +000000000.00 ¦ +000481507.44 ¦ +000000000.00 ¦ +000000000.00 ¦ +000000000.00 ¦ +000000000.00 ¦ +000000000.00 ¦ +000077521.80 ¦ +000000000.00 ¦ +000000000.00 ¦ -000091912.79 ¦ -000712602.51 ¦ -000712602.51 ¦ +000624793.39 ¦ +000000000.00 ¦ +000000000.00 ¦ -000660319.68 ¦ -001404129.57 ¦ +000000000.00 ¦ +000968271.73 ¦ +000000000.00 ¦ +000000000.00 ¦ -001128059.55 ¦ +000000000.00 ¦ +000000000.00 ¦ +000000000.00 ¦ +000000000.00 ¦ +000000000.00 ¦ +000000000.00 ¦ -000048777.58 ¦ -000048777.58 ¦ +000000000.00 ¦ -000048777.58 ¦ -000048777.58 ¦ -000042670.61 ¦ -000349221.94 ¦ +000000000.00 ¦ +000000000.00 ¦ -000349221.94 ¦ -000349221.94 ¦ -000275635.88 ¦ +000000000.00 ¦ +000000000.00 ¦ -002925072.67 ¦ -003484607.60 ¦ -003484607.60 ¦ +000000000.00 ¦ | Eversource ¦ Standalone ¦ Customer Owned ¦ Small C&I ¦ Does Not Bid into FCM | Non-Residential ¦ 2023 ¦ 50 | Eversource | Non-Residential | Does Not Bid into FCM | 2023 | Small C&I
| Eversource ¦ Standalone ¦ Customer Owned ¦ Small C&I ¦ Bids into FCM ¦ Non-Residential ¦ 2023 ¦ 50 | -000001979.59 ¦ -000001979.59 ¦ +000000000.00 ¦ -000001979.59 ¦ -000001979.59 ¦ -000001577.61 ¦ +000240207.47 ¦ +000240207.47 ¦ +000000000.00 ¦ +000240207.47 ¦ +000240207.47 ¦ +000184820.22 ¦ +000160138.31 ¦ +000000000.00 ¦ +000000000.00 ¦ +000160138.31 ¦ +000160138.31 ¦ +000123213.48 ¦ +000698823.85 ¦ +000698823.85 ¦ +000000000.00 ¦ +000698823.85 ¦ +000698823.85 ¦ +000545128.56 ¦ +000465882.56 ¦ +000000000.00 ¦ +000000000.00 ¦ +000465882.56 ¦ +000465882.56 ¦ +000363419.04 ¦ +000004838.22 ¦ +000004838.22 ¦ +000000000.00 ¦ +000004838.22 ¦ +000004838.22 ¦ +000004140.04 ¦ +000003225.48 ¦ +000000000.00 ¦ +000000000.00 ¦ +000003225.48 ¦ +000003225.48 ¦ +000002760.03 ¦ +000012946.85 ¦ +000012946.85 ¦ +000000000.00 ¦ +000012946.85 ¦ +000012946.85 ¦ +000010083.49 ¦ +000400504.25 ¦ +000400504.25 ¦ +000000000.00 ¦ +000400504.25 ¦ +000400504.25 ¦ +000342457.65 ¦ +000267002.83 ¦ +000000000.00 ¦ +000000000.00 ¦ +000267002.83 ¦ +000267002.83 ¦ +000228305.10 ¦ -000001360.27 ¦ -000001360.27 ¦ +000000000.00 ¦ -000001360.27 ¦ -000001360.27 ¦ -000001117.82 ¦ +000000000.00 ¦ +000000000.00 ¦ +000000000.00 ¦ -000019642.94 ¦ +000000000.00 ¦ +000000000.00 ¦ +000000000.00 ¦ +000000000.00 ¦ +000000000.00 ¦ +000000000.00 ¦ +000000000.00 ¦ +000000000.00 ¦ +000000000.00 ¦ +000000000.00 ¦ +000000000.00 ¦ +000000000.00 ¦ +000000000.00 ¦ +000000000.00 ¦ +000000000.00 ¦ +000000000.00 ¦ +000000000.00 ¦ +000000000.00 ¦ +000000000.00 ¦ +000000000.00 ¦ +000000000.00 ¦ +000000000.00 ¦ +000000000.00 ¦ +000000000.00 ¦ +000000000.00 ¦ +000000000.00 ¦ +000000000.00 ¦ +000000000.00 ¦ +000000000.00 ¦ +000000000.00 ¦ +000000000.00 ¦ +000000000.00 ¦ +000000000.00 ¦ +000000000.00 ¦ +000481507.44 ¦ +000000000.00 ¦ +000000000.00 ¦ +000000000.00 ¦ +000000000.00 ¦ +000000000.00 ¦ +000077521.80 ¦ +000000000.00 ¦ +000000000.00 ¦ -000091912.79 ¦ -000712602.51 ¦ -000712602.51 ¦ +000624793.39 ¦ +000000000.00 ¦ +000000000.00 ¦ -000660319.68 ¦ -001404129.57 ¦ +000000000.00 ¦ +000968271.73 ¦ +000000000.00 ¦ +000000000.00 ¦ -001128059.55 ¦ +000000000.00 ¦ +000000000.00 ¦ +000000000.00 ¦ +000000000.00 ¦ +000000000.00 ¦ +000000000.00 ¦ -000048777.58 ¦ -000048777.58 ¦ +000000000.00 ¦ -000048777.58 ¦ -000048777.58 ¦ -000042670.61 ¦ -000349221.94 ¦ +000000000.00 ¦ +000000000.00 ¦ -000349221.94 ¦ -000349221.94 ¦ -000275635.88 ¦ +000000000.00 ¦ +000000000.00 ¦ -002925072.67 ¦ -003484607.60 ¦ -003484607.60 ¦ +000000000.00 ¦ | Eversource ¦ Standalone ¦ Customer Owned ¦ Small C&I ¦ Bids into FCM | Non-Residential ¦ 2023 ¦ 50 | Eversource | Non-Residential | Bids into FCM | 2023 | Small C&I
| Eversource ¦ Standalone ¦ Customer Owned ¦ Medium C&I ¦ Does Not Bid into FCM ¦ Non-Residential ¦ 2023 ¦ 50 | -000002375.51 ¦ -000002375.51 ¦ +000000000.00 ¦ -000002375.51 ¦ -000002375.51 ¦ -000001893.14 ¦ +000424836.54 ¦ +000424836.54 ¦ +000000000.00 ¦ +000424836.54 ¦ +000424836.54 ¦ +000259366.83 ¦ +000283224.36 ¦ +000000000.00 ¦ +000000000.00 ¦ +000283224.36 ¦ +000283224.36 ¦ +000172911.22 ¦ +000838588.62 ¦ +000838588.62 ¦ +000000000.00 ¦ +000838588.62 ¦ +000838588.62 ¦ +000654154.27 ¦ +000559059.08 ¦ +000000000.00 ¦ +000000000.00 ¦ +000559059.08 ¦ +000559059.08 ¦ +000436102.85 ¦ +000088599.25 ¦ +000088599.25 ¦ +000000000.00 ¦ +000088599.25 ¦ +000088599.25 ¦ +000072649.84 ¦ +000059066.16 ¦ +000000000.00 ¦ +000000000.00 ¦ +000059066.16 ¦ +000059066.16 ¦ +000048433.23 ¦ +000015536.22 ¦ +000015536.22 ¦ +000000000.00 ¦ +000015536.22 ¦ +000015536.22 ¦ +000012100.19 ¦ +002398585.33 ¦ +002398585.33 ¦ +000000000.00 ¦ +002398585.33 ¦ +002398585.33 ¦ +001527795.43 ¦ +001599056.89 ¦ +000000000.00 ¦ +000000000.00 ¦ +001599056.89 ¦ +001599056.89 ¦ +001018530.28 ¦ -000001632.33 ¦ -000001632.33 ¦ +000000000.00 ¦ -000001632.33 ¦ -000001632.33 ¦ -000001341.39 ¦ +000000000.00 ¦ +000000000.00 ¦ +000000000.00 ¦ -000023571.52 ¦ +000000000.00 ¦ +000000000.00 ¦ +000000000.00 ¦ +000000000.00 ¦ +000000000.00 ¦ +000000000.00 ¦ +000000000.00 ¦ +000000000.00 ¦ +000000000.00 ¦ +000000000.00 ¦ +000000000.00 ¦ +000000000.00 ¦ +000000000.00 ¦ +000000000.00 ¦ +000000000.00 ¦ +000000000.00 ¦ +000000000.00 ¦ +000000000.00 ¦ +000000000.00 ¦ +000000000.00 ¦ +000000000.00 ¦ +000000000.00 ¦ +000000000.00 ¦ +000000000.00 ¦ +000000000.00 ¦ +000000000.00 ¦ +000000000.00 ¦ +000000000.00 ¦ +000000000.00 ¦ +000000000.00 ¦ +000000000.00 ¦ +000000000.00 ¦ +000000000.00 ¦ +000000000.00 ¦ +000577808.93 ¦ +000000000.00 ¦ +000000000.00 ¦ +000000000.00 ¦ +000000000.00 ¦ +000000000.00 ¦ +000060360.99 ¦ +000000000.00 ¦ +000000000.00 ¦ -000071566.28 ¦ -000748232.63 ¦ -000748232.63 ¦ +000656033.06 ¦ +000000000.00 ¦ +000000000.00 ¦ -000693335.66 ¦ -001684955.48 ¦ +000000000.00 ¦ +001161926.08 ¦ +000000000.00 ¦ +000000000.00 ¦ -001353671.47 ¦ +000000000.00 ¦ +000000000.00 ¦ +000000000.00 ¦ +000000000.00 ¦ +000000000.00 ¦ +000000000.00 ¦ -000058533.09 ¦ -000058533.09 ¦ +000000000.00 ¦ -000058533.09 ¦ -000058533.09 ¦ -000051204.73 ¦ -000419066.33 ¦ +000000000.00 ¦ +000000000.00 ¦ -000419066.33 ¦ -000419066.33 ¦ -000330763.06 ¦ +000000000.00 ¦ +000000000.00 ¦ -003191574.02 ¦ -003805163.27 ¦ -003805163.27 ¦ +000000000.00 ¦ | Eversource ¦ Standalone ¦ Customer Owned ¦ Medium C&I ¦ Does Not Bid into FCM | Non-Residential ¦ 2023 ¦ 50 | Eversource | Non-Residential | Does Not Bid into FCM | 2023 | Medium C&I
| Eversource ¦ Standalone ¦ Customer Owned ¦ Medium C&I ¦ Bids into FCM ¦ Non-Residential ¦ 2023 ¦ 50 | -000002375.51 ¦ -000002375.51 ¦ +000000000.00 ¦ -000002375.51 ¦ -000002375.51 ¦ -000001893.14 ¦ +000288248.96 ¦ +000288248.96 ¦ +000000000.00 ¦ +000288248.96 ¦ +000288248.96 ¦ +000221784.26 ¦ +000192165.97 ¦ +000000000.00 ¦ +000000000.00 ¦ +000192165.97 ¦ +000192165.97 ¦ +000147856.17 ¦ +000838588.62 ¦ +000838588.62 ¦ +000000000.00 ¦ +000838588.62 ¦ +000838588.62 ¦ +000654154.27 ¦ +000559059.08 ¦ +000000000.00 ¦ +000000000.00 ¦ +000559059.08 ¦ +000559059.08 ¦ +000436102.85 ¦ +000005805.86 ¦ +000005805.86 ¦ +000000000.00 ¦ +000005805.86 ¦ +000005805.86 ¦ +000004968.05 ¦ +000003870.57 ¦ +000000000.00 ¦ +000000000.00 ¦ +000003870.57 ¦ +000003870.57 ¦ +000003312.04 ¦ +000015536.22 ¦ +000015536.22 ¦ +000000000.00 ¦ +000015536.22 ¦ +000015536.22 ¦ +000012100.19 ¦ +000480605.10 ¦ +000480605.10 ¦ +000000000.00 ¦ +000480605.10 ¦ +000480605.10 ¦ +000410949.18 ¦ +000320403.40 ¦ +000000000.00 ¦ +000000000.00 ¦ +000320403.40 ¦ +000320403.40 ¦ +000273966.12 ¦ -000001632.33 ¦ -000001632.33 ¦ +000000000.00 ¦ -000001632.33 ¦ -000001632.33 ¦ -000001341.39 ¦ +000000000.00 ¦ +000000000.00 ¦ +000000000.00 ¦ -000023571.52 ¦ +000000000.00 ¦ +000000000.00 ¦ +000000000.00 ¦ +000000000.00 ¦ +000000000.00 ¦ +000000000.00 ¦ +000000000.00 ¦ +000000000.00 ¦ +000000000.00 ¦ +000000000.00 ¦ +000000000.00 ¦ +000000000.00 ¦ +000000000.00 ¦ +000000000.00 ¦ +000000000.00 ¦ +000000000.00 ¦ +000000000.00 ¦ +000000000.00 ¦ +000000000.00 ¦ +000000000.00 ¦ +000000000.00 ¦ +000000000.00 ¦ +000000000.00 ¦ +000000000.00 ¦ +000000000.00 ¦ +000000000.00 ¦ +000000000.00 ¦ +000000000.00 ¦ +000000000.00 ¦ +000000000.00 ¦ +000000000.00 ¦ +000000000.00 ¦ +000000000.00 ¦ +000000000.00 ¦ +000577808.93 ¦ +000000000.00 ¦ +000000000.00 ¦ +000000000.00 ¦ +000000000.00 ¦ +000000000.00 ¦ +000060360.99 ¦ +000000000.00 ¦ +000000000.00 ¦ -000071566.28 ¦ -000748232.63 ¦ -000748232.63 ¦ +000656033.06 ¦ +000000000.00 ¦ +000000000.00 ¦ -000693335.66 ¦ -001684955.48 ¦ +000000000.00 ¦ +001161926.08 ¦ +000000000.00 ¦ +000000000.00 ¦ -001353671.47 ¦ +000000000.00 ¦ +000000000.00 ¦ +000000000.00 ¦ +000000000.00 ¦ +000000000.00 ¦ +000000000.00 ¦ -000058533.09 ¦ -000058533.09 ¦ +000000000.00 ¦ -000058533.09 ¦ -000058533.09 ¦ -000051204.73 ¦ -000419066.33 ¦ +000000000.00 ¦ +000000000.00 ¦ -000419066.33 ¦ -000419066.33 ¦ -000330763.06 ¦ +000000000.00 ¦ +000000000.00 ¦ -003191574.02 ¦ -003805163.27 ¦ -003805163.27 ¦ +000000000.00 ¦ | Eversource ¦ Standalone ¦ Customer Owned ¦ Medium C&I ¦ Bids into FCM | Non-Residential ¦ 2023 ¦ 50 | Eversource | Non-Residential | Bids into FCM | 2023 | Medium C&I
| Eversource ¦ Standalone ¦ Customer Owned ¦ Large C&I ¦ Does Not Bid into FCM ¦ Non-Residential ¦ 2023 ¦ 50 | -000003563.26 ¦ -000003563.26 ¦ +000000000.00 ¦ -000003563.26 ¦ -000003563.26 ¦ -000002839.71 ¦ +000637254.81 ¦ +000637254.81 ¦ +000000000.00 ¦ +000637254.81 ¦ +000637254.81 ¦ +000389050.24 ¦ +000424836.54 ¦ +000000000.00 ¦ +000000000.00 ¦ +000424836.54 ¦ +000424836.54 ¦ +000259366.83 ¦ +001257882.93 ¦ +001257882.93 ¦ +000000000.00 ¦ +001257882.93 ¦ +001257882.93 ¦ +000981231.41 ¦ +000838588.62 ¦ +000000000.00 ¦ +000000000.00 ¦ +000838588.62 ¦ +000838588.62 ¦ +000654154.27 ¦ +000132898.87 ¦ +000132898.87 ¦ +000000000.00 ¦ +000132898.87 ¦ +000132898.87 ¦ +000108974.76 ¦ +000088599.25 ¦ +000000000.00 ¦ +000000000.00 ¦ +000088599.25 ¦ +000088599.25 ¦ +000072649.84 ¦ +000023304.32 ¦ +000023304.32 ¦ +000000000.00 ¦ +000023304.32 ¦ +000023304.32 ¦ +000018150.28 ¦ +003597878.00 ¦ +003597878.00 ¦ +000000000.00 ¦ +003597878.00 ¦ +003597878.00 ¦ +002291693.14 ¦ +002398585.33 ¦ +000000000.00 ¦ +000000000.00 ¦ +002398585.33 ¦ +002398585.33 ¦ +001527795.43 ¦ -000002448.49 ¦ -000002448.49 ¦ +000000000.00 ¦ -000002448.49 ¦ -000002448.49 ¦ -000002012.08 ¦ +000000000.00 ¦ +000000000.00 ¦ +000000000.00 ¦ -000035357.29 ¦ +000000000.00 ¦ +000000000.00 ¦ +000000000.00 ¦ +000000000.00 ¦ +000000000.00 ¦ +000000000.00 ¦ +000000000.00 ¦ +000000000.00 ¦ +000000000.00 ¦ +000000000.00 ¦ +000000000.00 ¦ +000000000.00 ¦ +000000000.00 ¦ +000000000.00 ¦ +000000000.00 ¦ +000000000.00 ¦ +000000000.00 ¦ +000000000.00 ¦ +000000000.00 ¦ +000000000.00 ¦ +000000000.00 ¦ +000000000.00 ¦ +000000000.00 ¦ +000000000.00 ¦ +000000000.00 ¦ +000000000.00 ¦ +000000000.00 ¦ +000000000.00 ¦ +000000000.00 ¦ +000000000.00 ¦ +000000000.00 ¦ +000000000.00 ¦ +000000000.00 ¦ +000000000.00 ¦ +000866713.39 ¦ +000000000.00 ¦ +000000000.00 ¦ +000000000.00 ¦ +000000000.00 ¦ +000000000.00 ¦ +000068641.92 ¦ +000000000.00 ¦ +000000000.00 ¦ -000081384.47 ¦ -000641342.26 ¦ -000641342.26 ¦ +000562314.05 ¦ +000000000.00 ¦ +000000000.00 ¦ -000594287.71 ¦ -002527433.22 ¦ +000000000.00 ¦ +001742889.12 ¦ +000000000.00 ¦ +000000000.00 ¦ -002030507.20 ¦ +000000000.00 ¦ +000000000.00 ¦ +000000000.00 ¦ +000000000.00 ¦ +000000000.00 ¦ +000000000.00 ¦ -000087799.64 ¦ -000087799.64 ¦ +000000000.00 ¦ -000087799.64 ¦ -000087799.64 ¦ -000076807.09 ¦ -000628599.50 ¦ +000000000.00 ¦ +000000000.00 ¦ -000628599.50 ¦ -000628599.50 ¦ -000496144.59 ¦ +000000000.00 ¦ +000000000.00 ¦ -004309591.24 ¦ -005143196.14 ¦ -005143196.14 ¦ +000000000.00 ¦ | Eversource ¦ Standalone ¦ Customer Owned ¦ Large C&I ¦ Does Not Bid into FCM | Non-Residential ¦ 2023 ¦ 50 | Eversource | Non-Residential | Does Not Bid into FCM | 2023 | Large C&I
| Eversource ¦ Standalone ¦ Customer Owned ¦ Large C&I ¦ Bids into FCM ¦ Non-Residential ¦ 2023 ¦ 50 | -000003563.26 ¦ -000003563.26 ¦ +000000000.00 ¦ -000003563.26 ¦ -000003563.26 ¦ -000002839.71 ¦ +000432373.44 ¦ +000432373.44 ¦ +000000000.00 ¦ +000432373.44 ¦ +000432373.44 ¦ +000332676.39 ¦ +000288248.96 ¦ +000000000.00 ¦ +000000000.00 ¦ +000288248.96 ¦ +000288248.96 ¦ +000221784.26 ¦ +001257882.93 ¦ +001257882.93 ¦ +000000000.00 ¦ +001257882.93 ¦ +001257882.93 ¦ +000981231.41 ¦ +000838588.62 ¦ +000000000.00 ¦ +000000000.00 ¦ +000838588.62 ¦ +000838588.62 ¦ +000654154.27 ¦ +000008708.79 ¦ +000008708.79 ¦ +000000000.00 ¦ +000008708.79 ¦ +000008708.79 ¦ +000007452.08 ¦ +000005805.86 ¦ +000000000.00 ¦ +000000000.00 ¦ +000005805.86 ¦ +000005805.86 ¦ +000004968.05 ¦ +000023304.32 ¦ +000023304.32 ¦ +000000000.00 ¦ +000023304.32 ¦ +000023304.32 ¦ +000018150.28 ¦ +000720907.65 ¦ +000720907.65 ¦ +000000000.00 ¦ +000720907.65 ¦ +000720907.65 ¦ +000616423.77 ¦ +000480605.10 ¦ +000000000.00 ¦ +000000000.00 ¦ +000480605.10 ¦ +000480605.10 ¦ +000410949.18 ¦ -000002448.49 ¦ -000002448.49 ¦ +000000000.00 ¦ -000002448.49 ¦ -000002448.49 ¦ -000002012.08 ¦ +000000000.00 ¦ +000000000.00 ¦ +000000000.00 ¦ -000035357.29 ¦ +000000000.00 ¦ +000000000.00 ¦ +000000000.00 ¦ +000000000.00 ¦ +000000000.00 ¦ +000000000.00 ¦ +000000000.00 ¦ +000000000.00 ¦ +000000000.00 ¦ +000000000.00 ¦ +000000000.00 ¦ +000000000.00 ¦ +000000000.00 ¦ +000000000.00 ¦ +000000000.00 ¦ +000000000.00 ¦ +000000000.00 ¦ +000000000.00 ¦ +000000000.00 ¦ +000000000.00 ¦ +000000000.00 ¦ +000000000.00 ¦ +000000000.00 ¦ +000000000.00 ¦ +000000000.00 ¦ +000000000.00 ¦ +000000000.00 ¦ +000000000.00 ¦ +000000000.00 ¦ +000000000.00 ¦ +000000000.00 ¦ +000000000.00 ¦ +000000000.00 ¦ +000000000.00 ¦ +000866713.39 ¦ +000000000.00 ¦ +000000000.00 ¦ +000000000.00 ¦ +000000000.00 ¦ +000000000.00 ¦ +000068641.92 ¦ +000000000.00 ¦ +000000000.00 ¦ -000081384.47 ¦ -000641342.26 ¦ -000641342.26 ¦ +000562314.05 ¦ +000000000.00 ¦ +000000000.00 ¦ -000594287.71 ¦ -002527433.22 ¦ +000000000.00 ¦ +001742889.12 ¦ +000000000.00 ¦ +000000000.00 ¦ -002030507.20 ¦ +000000000.00 ¦ +000000000.00 ¦ +000000000.00 ¦ +000000000.00 ¦ +000000000.00 ¦ +000000000.00 ¦ -000087799.64 ¦ -000087799.64 ¦ +000000000.00 ¦ -000087799.64 ¦ -000087799.64 ¦ -000076807.09 ¦ -000628599.50 ¦ +000000000.00 ¦ +000000000.00 ¦ -000628599.50 ¦ -000628599.50 ¦ -000496144.59 ¦ +000000000.00 ¦ +000000000.00 ¦ -004309591.24 ¦ -005143196.14 ¦ -005143196.14 ¦ +000000000.00 ¦ | Eversource ¦ Standalone ¦ Customer Owned ¦ Large C&I ¦ Bids into FCM | Non-Residential ¦ 2023 ¦ 50 | Eversource | Non-Residential | Bids into FCM | 2023 | Large C&I
| UI ¦ Standalone ¦ Customer Owned ¦ Residential Non-LMI ¦ Does Not Bid into FCM ¦ Residential ¦ 2023 ¦ 10 | -000000254.52 ¦ -000000254.52 ¦ +000000000.00 ¦ -000000254.52 ¦ -000000254.52 ¦ -000000202.84 ¦ +000045518.20 ¦ +000045518.20 ¦ +000000000.00 ¦ +000045518.20 ¦ +000045518.20 ¦ +000027789.30 ¦ +000030345.47 ¦ +000000000.00 ¦ +000000000.00 ¦ +000030345.47 ¦ +000030345.47 ¦ +000018526.20 ¦ +000089848.78 ¦ +000089848.78 ¦ +000000000.00 ¦ +000089848.78 ¦ +000089848.78 ¦ +000070087.96 ¦ +000059899.19 ¦ +000000000.00 ¦ +000000000.00 ¦ +000059899.19 ¦ +000059899.19 ¦ +000046725.31 ¦ +000009492.78 ¦ +000009492.78 ¦ +000000000.00 ¦ +000009492.78 ¦ +000009492.78 ¦ +000007783.91 ¦ +000006328.52 ¦ +000000000.00 ¦ +000000000.00 ¦ +000006328.52 ¦ +000006328.52 ¦ +000005189.27 ¦ +000001664.59 ¦ +000001664.59 ¦ +000000000.00 ¦ +000001664.59 ¦ +000001664.59 ¦ +000001296.45 ¦ +000256991.29 ¦ +000256991.29 ¦ +000000000.00 ¦ +000256991.29 ¦ +000256991.29 ¦ +000163692.37 ¦ +000171327.52 ¦ +000000000.00 ¦ +000000000.00 ¦ +000171327.52 ¦ +000171327.52 ¦ +000109128.24 ¦ -000000174.89 ¦ -000000174.89 ¦ +000000000.00 ¦ -000000174.89 ¦ -000000174.89 ¦ -000000143.72 ¦ +000000000.00 ¦ +000000000.00 ¦ +000000000.00 ¦ -000002525.52 ¦ +000000000.00 ¦ +000000000.00 ¦ +000000000.00 ¦ +000000000.00 ¦ +000000000.00 ¦ +000000000.00 ¦ +000000000.00 ¦ +000000000.00 ¦ +000000000.00 ¦ +000000000.00 ¦ +000000000.00 ¦ +000000000.00 ¦ +000000000.00 ¦ +000000000.00 ¦ +000000000.00 ¦ +000000000.00 ¦ +000000000.00 ¦ +000000000.00 ¦ +000000000.00 ¦ +000000000.00 ¦ +000000000.00 ¦ +000000000.00 ¦ +000000000.00 ¦ +000000000.00 ¦ +000000000.00 ¦ +000000000.00 ¦ +000000000.00 ¦ +000000000.00 ¦ +000000000.00 ¦ +000000000.00 ¦ +000000000.00 ¦ +000000000.00 ¦ +000000000.00 ¦ +000000000.00 ¦ +000061908.10 ¦ +000000000.00 ¦ +000000000.00 ¦ +000000000.00 ¦ +000000000.00 ¦ +000000000.00 ¦ +000026643.59 ¦ +000000000.00 ¦ +000000000.00 ¦ -000031589.65 ¦ -000091620.32 ¦ -000091620.32 ¦ +000080330.58 ¦ +000000000.00 ¦ +000000000.00 ¦ -000084898.24 ¦ -000180530.94 ¦ +000000000.00 ¦ +000124492.08 ¦ +000000000.00 ¦ +000000000.00 ¦ -000145036.23 ¦ +000000000.00 ¦ +000000000.00 ¦ +000000000.00 ¦ +000000000.00 ¦ +000000000.00 ¦ +000000000.00 ¦ -000047064.94 ¦ -000047064.94 ¦ +000000000.00 ¦ -000047064.94 ¦ -000047064.94 ¦ -000041172.39 ¦ -000179073.32 ¦ +000000000.00 ¦ +000000000.00 ¦ -000179073.32 ¦ -000179073.32 ¦ -000135354.99 ¦ +000000000.00 ¦ +000000000.00 ¦ -000382821.79 ¦ -000455986.39 ¦ -000455986.39 ¦ +000000000.00 ¦ | UI ¦ Standalone ¦ Customer Owned ¦ Residential Non-LMI ¦ Does Not Bid into FCM | Residential ¦ 2023 ¦ 10 | UI | Residential | Does Not Bid into FCM | 2023 | Residential Non-LMI
| UI ¦ Standalone ¦ Customer Owned ¦ Residential Non-LMI ¦ Bids into FCM ¦ Residential ¦ 2023 ¦ 10 | -000000254.52 ¦ -000000254.52 ¦ +000000000.00 ¦ -000000254.52 ¦ -000000254.52 ¦ -000000202.84 ¦ +000030883.82 ¦ +000030883.82 ¦ +000000000.00 ¦ +000030883.82 ¦ +000030883.82 ¦ +000023762.60 ¦ +000020589.21 ¦ +000000000.00 ¦ +000000000.00 ¦ +000020589.21 ¦ +000020589.21 ¦ +000015841.73 ¦ +000089848.78 ¦ +000089848.78 ¦ +000000000.00 ¦ +000089848.78 ¦ +000089848.78 ¦ +000070087.96 ¦ +000059899.19 ¦ +000000000.00 ¦ +000000000.00 ¦ +000059899.19 ¦ +000059899.19 ¦ +000046725.31 ¦ +000000622.06 ¦ +000000622.06 ¦ +000000000.00 ¦ +000000622.06 ¦ +000000622.06 ¦ +000000532.29 ¦ +000000414.70 ¦ +000000000.00 ¦ +000000000.00 ¦ +000000414.70 ¦ +000000414.70 ¦ +000000354.86 ¦ +000001664.59 ¦ +000001664.59 ¦ +000000000.00 ¦ +000001664.59 ¦ +000001664.59 ¦ +000001296.45 ¦ +000051493.40 ¦ +000051493.40 ¦ +000000000.00 ¦ +000051493.40 ¦ +000051493.40 ¦ +000044030.27 ¦ +000034328.94 ¦ +000000000.00 ¦ +000000000.00 ¦ +000034328.94 ¦ +000034328.94 ¦ +000029353.51 ¦ -000000174.89 ¦ -000000174.89 ¦ +000000000.00 ¦ -000000174.89 ¦ -000000174.89 ¦ -000000143.72 ¦ +000000000.00 ¦ +000000000.00 ¦ +000000000.00 ¦ -000002525.52 ¦ +000000000.00 ¦ +000000000.00 ¦ +000000000.00 ¦ +000000000.00 ¦ +000000000.00 ¦ +000000000.00 ¦ +000000000.00 ¦ +000000000.00 ¦ +000000000.00 ¦ +000000000.00 ¦ +000000000.00 ¦ +000000000.00 ¦ +000000000.00 ¦ +000000000.00 ¦ +000000000.00 ¦ +000000000.00 ¦ +000000000.00 ¦ +000000000.00 ¦ +000000000.00 ¦ +000000000.00 ¦ +000000000.00 ¦ +000000000.00 ¦ +000000000.00 ¦ +000000000.00 ¦ +000000000.00 ¦ +000000000.00 ¦ +000000000.00 ¦ +000000000.00 ¦ +000000000.00 ¦ +000000000.00 ¦ +000000000.00 ¦ +000000000.00 ¦ +000000000.00 ¦ +000000000.00 ¦ +000061908.10 ¦ +000000000.00 ¦ +000000000.00 ¦ +000000000.00 ¦ +000000000.00 ¦ +000000000.00 ¦ +000026643.59 ¦ +000000000.00 ¦ +000000000.00 ¦ -000031589.65 ¦ -000091620.32 ¦ -000091620.32 ¦ +000080330.58 ¦ +000000000.00 ¦ +000000000.00 ¦ -000084898.24 ¦ -000180530.94 ¦ +000000000.00 ¦ +000124492.08 ¦ +000000000.00 ¦ +000000000.00 ¦ -000145036.23 ¦ +000000000.00 ¦ +000000000.00 ¦ +000000000.00 ¦ +000000000.00 ¦ +000000000.00 ¦ +000000000.00 ¦ -000047064.94 ¦ -000047064.94 ¦ +000000000.00 ¦ -000047064.94 ¦ -000047064.94 ¦ -000041172.39 ¦ -000179073.32 ¦ +000000000.00 ¦ +000000000.00 ¦ -000179073.32 ¦ -000179073.32 ¦ -000135354.99 ¦ +000000000.00 ¦ +000000000.00 ¦ -000382821.79 ¦ -000455986.39 ¦ -000455986.39 ¦ +000000000.00 ¦ | UI ¦ Standalone ¦ Customer Owned ¦ Residential Non-LMI ¦ Bids into FCM | Residential ¦ 2023 ¦ 10 | UI | Residential | Bids into FCM | 2023 | Residential Non-LMI
| UI ¦ Standalone ¦ Customer Owned ¦ Residential Underserved ¦ Does Not Bid into FCM ¦ Residential ¦ 2023 ¦ 10 | -000000127.26 ¦ -000000127.26 ¦ +000000000.00 ¦ -000000127.26 ¦ -000000127.26 ¦ -000000101.42 ¦ +000022759.10 ¦ +000022759.10 ¦ +000000000.00 ¦ +000022759.10 ¦ +000022759.10 ¦ +000013894.65 ¦ +000015172.73 ¦ +000000000.00 ¦ +000000000.00 ¦ +000015172.73 ¦ +000015172.73 ¦ +000009263.10 ¦ +000044924.39 ¦ +000044924.39 ¦ +000000000.00 ¦ +000044924.39 ¦ +000044924.39 ¦ +000035043.98 ¦ +000029949.59 ¦ +000000000.00 ¦ +000000000.00 ¦ +000029949.59 ¦ +000029949.59 ¦ +000023362.65 ¦ +000004746.39 ¦ +000004746.39 ¦ +000000000.00 ¦ +000004746.39 ¦ +000004746.39 ¦ +000003891.96 ¦ +000003164.26 ¦ +000000000.00 ¦ +000000000.00 ¦ +000003164.26 ¦ +000003164.26 ¦ +000002594.64 ¦ +000000832.30 ¦ +000000832.30 ¦ +000000000.00 ¦ +000000832.30 ¦ +000000832.30 ¦ +000000648.22 ¦ +000128495.64 ¦ +000128495.64 ¦ +000000000.00 ¦ +000128495.64 ¦ +000128495.64 ¦ +000081846.18 ¦ +000085663.76 ¦ +000000000.00 ¦ +000000000.00 ¦ +000085663.76 ¦ +000085663.76 ¦ +000054564.12 ¦ -000000087.45 ¦ -000000087.45 ¦ +000000000.00 ¦ -000000087.45 ¦ -000000087.45 ¦ -000000071.86 ¦ +000000000.00 ¦ +000000000.00 ¦ +000000000.00 ¦ -000001262.76 ¦ +000000000.00 ¦ +000000000.00 ¦ +000000000.00 ¦ +000000000.00 ¦ +000000000.00 ¦ +000000000.00 ¦ +000000000.00 ¦ +000000000.00 ¦ +000000000.00 ¦ +000000000.00 ¦ +000000000.00 ¦ +000000000.00 ¦ +000000000.00 ¦ +000000000.00 ¦ +000000000.00 ¦ +000000000.00 ¦ +000000000.00 ¦ +000000000.00 ¦ +000000000.00 ¦ +000000000.00 ¦ +000000000.00 ¦ +000000000.00 ¦ +000000000.00 ¦ +000000000.00 ¦ +000000000.00 ¦ +000000000.00 ¦ +000000000.00 ¦ +000000000.00 ¦ +000000000.00 ¦ +000000000.00 ¦ +000000000.00 ¦ +000000000.00 ¦ +000000000.00 ¦ +000000000.00 ¦ +000030954.05 ¦ +000000000.00 ¦ +000000000.00 ¦ +000000000.00 ¦ +000000000.00 ¦ +000000000.00 ¦ +000013321.79 ¦ +000000000.00 ¦ +000000000.00 ¦ -000015794.82 ¦ -000068715.24 ¦ -000068715.24 ¦ +000060247.93 ¦ +000000000.00 ¦ +000000000.00 ¦ -000063673.68 ¦ -000090265.47 ¦ +000000000.00 ¦ +000062246.04 ¦ +000000000.00 ¦ +000000000.00 ¦ -000072518.11 ¦ +000000000.00 ¦ +000000000.00 ¦ +000000000.00 ¦ +000000000.00 ¦ +000000000.00 ¦ +000000000.00 ¦ -000023532.47 ¦ -000023532.47 ¦ +000000000.00 ¦ -000023532.47 ¦ -000023532.47 ¦ -000020586.19 ¦ -000089536.66 ¦ +000000000.00 ¦ +000000000.00 ¦ -000089536.66 ¦ -000089536.66 ¦ -000067677.49 ¦ +000000000.00 ¦ +000000000.00 ¦ -000191410.90 ¦ -000227993.20 ¦ -000227993.20 ¦ +000000000.00 ¦ | UI ¦ Standalone ¦ Customer Owned ¦ Residential Underserved ¦ Does Not Bid into FCM | Residential ¦ 2023 ¦ 10 | UI | Residential | Does Not Bid into FCM | 2023 | Residential Underserved
| UI ¦ Standalone ¦ Customer Owned ¦ Residential Underserved ¦ Bids into FCM ¦ Residential ¦ 2023 ¦ 10 | -000000127.26 ¦ -000000127.26 ¦ +000000000.00 ¦ -000000127.26 ¦ -000000127.26 ¦ -000000101.42 ¦ +000015441.91 ¦ +000015441.91 ¦ +000000000.00 ¦ +000015441.91 ¦ +000015441.91 ¦ +000011881.30 ¦ +000010294.61 ¦ +000000000.00 ¦ +000000000.00 ¦ +000010294.61 ¦ +000010294.61 ¦ +000007920.87 ¦ +000044924.39 ¦ +000044924.39 ¦ +000000000.00 ¦ +000044924.39 ¦ +000044924.39 ¦ +000035043.98 ¦ +000029949.59 ¦ +000000000.00 ¦ +000000000.00 ¦ +000029949.59 ¦ +000029949.59 ¦ +000023362.65 ¦ +000000311.03 ¦ +000000311.03 ¦ +000000000.00 ¦ +000000311.03 ¦ +000000311.03 ¦ +000000266.15 ¦ +000000207.35 ¦ +000000000.00 ¦ +000000000.00 ¦ +000000207.35 ¦ +000000207.35 ¦ +000000177.43 ¦ +000000832.30 ¦ +000000832.30 ¦ +000000000.00 ¦ +000000832.30 ¦ +000000832.30 ¦ +000000648.22 ¦ +000025746.70 ¦ +000025746.70 ¦ +000000000.00 ¦ +000025746.70 ¦ +000025746.70 ¦ +000022015.13 ¦ +000017164.47 ¦ +000000000.00 ¦ +000000000.00 ¦ +000017164.47 ¦ +000017164.47 ¦ +000014676.76 ¦ -000000087.45 ¦ -000000087.45 ¦ +000000000.00 ¦ -000000087.45 ¦ -000000087.45 ¦ -000000071.86 ¦ +000000000.00 ¦ +000000000.00 ¦ +000000000.00 ¦ -000001262.76 ¦ +000000000.00 ¦ +000000000.00 ¦ +000000000.00 ¦ +000000000.00 ¦ +000000000.00 ¦ +000000000.00 ¦ +000000000.00 ¦ +000000000.00 ¦ +000000000.00 ¦ +000000000.00 ¦ +000000000.00 ¦ +000000000.00 ¦ +000000000.00 ¦ +000000000.00 ¦ +000000000.00 ¦ +000000000.00 ¦ +000000000.00 ¦ +000000000.00 ¦ +000000000.00 ¦ +000000000.00 ¦ +000000000.00 ¦ +000000000.00 ¦ +000000000.00 ¦ +000000000.00 ¦ +000000000.00 ¦ +000000000.00 ¦ +000000000.00 ¦ +000000000.00 ¦ +000000000.00 ¦ +000000000.00 ¦ +000000000.00 ¦ +000000000.00 ¦ +000000000.00 ¦ +000000000.00 ¦ +000030954.05 ¦ +000000000.00 ¦ +000000000.00 ¦ +000000000.00 ¦ +000000000.00 ¦ +000000000.00 ¦ +000013321.79 ¦ +000000000.00 ¦ +000000000.00 ¦ -000015794.82 ¦ -000068715.24 ¦ -000068715.24 ¦ +000060247.93 ¦ +000000000.00 ¦ +000000000.00 ¦ -000063673.68 ¦ -000090265.47 ¦ +000000000.00 ¦ +000062246.04 ¦ +000000000.00 ¦ +000000000.00 ¦ -000072518.11 ¦ +000000000.00 ¦ +000000000.00 ¦ +000000000.00 ¦ +000000000.00 ¦ +000000000.00 ¦ +000000000.00 ¦ -000023532.47 ¦ -000023532.47 ¦ +000000000.00 ¦ -000023532.47 ¦ -000023532.47 ¦ -000020586.19 ¦ -000089536.66 ¦ +000000000.00 ¦ +000000000.00 ¦ -000089536.66 ¦ -000089536.66 ¦ -000067677.49 ¦ +000000000.00 ¦ +000000000.00 ¦ -000191410.90 ¦ -000227993.20 ¦ -000227993.20 ¦ +000000000.00 ¦ | UI ¦ Standalone ¦ Customer Owned ¦ Residential Underserved ¦ Bids into FCM | Residential ¦ 2023 ¦ 10 | UI | Residential | Bids into FCM | 2023 | Residential Underserved
| UI ¦ Standalone ¦ Customer Owned ¦ Residential Low Income ¦ Does Not Bid into FCM ¦ Residential ¦ 2023 ¦ 10 | -000000042.42 ¦ -000000042.42 ¦ +000000000.00 ¦ -000000042.42 ¦ -000000042.42 ¦ -000000033.81 ¦ +000007586.37 ¦ +000007586.37 ¦ +000000000.00 ¦ +000007586.37 ¦ +000007586.37 ¦ +000004631.55 ¦ +000005057.58 ¦ +000000000.00 ¦ +000000000.00 ¦ +000005057.58 ¦ +000005057.58 ¦ +000003087.70 ¦ +000014974.80 ¦ +000014974.80 ¦ +000000000.00 ¦ +000014974.80 ¦ +000014974.80 ¦ +000011681.33 ¦ +000009983.20 ¦ +000000000.00 ¦ +000000000.00 ¦ +000009983.20 ¦ +000009983.20 ¦ +000007787.55 ¦ +000001582.13 ¦ +000001582.13 ¦ +000000000.00 ¦ +000001582.13 ¦ +000001582.13 ¦ +000001297.32 ¦ +000001054.75 ¦ +000000000.00 ¦ +000000000.00 ¦ +000001054.75 ¦ +000001054.75 ¦ +000000864.88 ¦ +000000277.43 ¦ +000000277.43 ¦ +000000000.00 ¦ +000000277.43 ¦ +000000277.43 ¦ +000000216.07 ¦ +000042831.88 ¦ +000042831.88 ¦ +000000000.00 ¦ +000042831.88 ¦ +000042831.88 ¦ +000027282.06 ¦ +000028554.59 ¦ +000000000.00 ¦ +000000000.00 ¦ +000028554.59 ¦ +000028554.59 ¦ +000018188.04 ¦ -000000029.15 ¦ -000000029.15 ¦ +000000000.00 ¦ -000000029.15 ¦ -000000029.15 ¦ -000000023.95 ¦ +000000000.00 ¦ +000000000.00 ¦ +000000000.00 ¦ -000000420.92 ¦ +000000000.00 ¦ +000000000.00 ¦ +000000000.00 ¦ +000000000.00 ¦ +000000000.00 ¦ +000000000.00 ¦ +000000000.00 ¦ +000000000.00 ¦ +000000000.00 ¦ +000000000.00 ¦ +000000000.00 ¦ +000000000.00 ¦ +000000000.00 ¦ +000000000.00 ¦ +000000000.00 ¦ +000000000.00 ¦ +000000000.00 ¦ +000000000.00 ¦ +000000000.00 ¦ +000000000.00 ¦ +000000000.00 ¦ +000000000.00 ¦ +000000000.00 ¦ +000000000.00 ¦ +000000000.00 ¦ +000000000.00 ¦ +000000000.00 ¦ +000000000.00 ¦ +000000000.00 ¦ +000000000.00 ¦ +000000000.00 ¦ +000000000.00 ¦ +000000000.00 ¦ +000000000.00 ¦ +000010318.02 ¦ +000000000.00 ¦ +000000000.00 ¦ +000000000.00 ¦ +000000000.00 ¦ +000000000.00 ¦ +000004440.60 ¦ +000000000.00 ¦ +000000000.00 ¦ -000005264.94 ¦ -000030540.11 ¦ -000030540.11 ¦ +000026776.86 ¦ +000000000.00 ¦ +000000000.00 ¦ -000028299.41 ¦ -000030088.49 ¦ +000000000.00 ¦ +000020748.68 ¦ +000000000.00 ¦ +000000000.00 ¦ -000024172.70 ¦ +000000000.00 ¦ +000000000.00 ¦ +000000000.00 ¦ +000000000.00 ¦ +000000000.00 ¦ +000000000.00 ¦ -000007844.16 ¦ -000007844.16 ¦ +000000000.00 ¦ -000007844.16 ¦ -000007844.16 ¦ -000006862.06 ¦ -000029845.55 ¦ +000000000.00 ¦ +000000000.00 ¦ -000029845.55 ¦ -000029845.55 ¦ -000022559.16 ¦ +000000000.00 ¦ +000000000.00 ¦ -000063803.63 ¦ -000075997.73 ¦ -000075997.73 ¦ +000000000.00 ¦ | UI ¦ Standalone ¦ Customer Owned ¦ Residential Low Income ¦ Does Not Bid into FCM | Residential ¦ 2023 ¦ 10 | UI | Residential | Does Not Bid into FCM | 2023 | Residential Low Income
| UI ¦ Standalone ¦ Customer Owned ¦ Residential Low Income ¦ Bids into FCM ¦ Residential ¦ 2023 ¦ 10 | -000000042.42 ¦ -000000042.42 ¦ +000000000.00 ¦ -000000042.42 ¦ -000000042.42 ¦ -000000033.81 ¦ +000005147.30 ¦ +000005147.30 ¦ +000000000.00 ¦ +000005147.30 ¦ +000005147.30 ¦ +000003960.43 ¦ +000003431.54 ¦ +000000000.00 ¦ +000000000.00 ¦ +000003431.54 ¦ +000003431.54 ¦ +000002640.29 ¦ +000014974.80 ¦ +000014974.80 ¦ +000000000.00 ¦ +000014974.80 ¦ +000014974.80 ¦ +000011681.33 ¦ +000009983.20 ¦ +000000000.00 ¦ +000000000.00 ¦ +000009983.20 ¦ +000009983.20 ¦ +000007787.55 ¦ +000000103.68 ¦ +000000103.68 ¦ +000000000.00 ¦ +000000103.68 ¦ +000000103.68 ¦ +000000088.72 ¦ +000000069.12 ¦ +000000000.00 ¦ +000000000.00 ¦ +000000069.12 ¦ +000000069.12 ¦ +000000059.14 ¦ +000000277.43 ¦ +000000277.43 ¦ +000000000.00 ¦ +000000277.43 ¦ +000000277.43 ¦ +000000216.07 ¦ +000008582.23 ¦ +000008582.23 ¦ +000000000.00 ¦ +000008582.23 ¦ +000008582.23 ¦ +000007338.38 ¦ +000005721.49 ¦ +000000000.00 ¦ +000000000.00 ¦ +000005721.49 ¦ +000005721.49 ¦ +000004892.25 ¦ -000000029.15 ¦ -000000029.15 ¦ +000000000.00 ¦ -000000029.15 ¦ -000000029.15 ¦ -000000023.95 ¦ +000000000.00 ¦ +000000000.00 ¦ +000000000.00 ¦ -000000420.92 ¦ +000000000.00 ¦ +000000000.00 ¦ +000000000.00 ¦ +000000000.00 ¦ +000000000.00 ¦ +000000000.00 ¦ +000000000.00 ¦ +000000000.00 ¦ +000000000.00 ¦ +000000000.00 ¦ +000000000.00 ¦ +000000000.00 ¦ +000000000.00 ¦ +000000000.00 ¦ +000000000.00 ¦ +000000000.00 ¦ +000000000.00 ¦ +000000000.00 ¦ +000000000.00 ¦ +000000000.00 ¦ +000000000.00 ¦ +000000000.00 ¦ +000000000.00 ¦ +000000000.00 ¦ +000000000.00 ¦ +000000000.00 ¦ +000000000.00 ¦ +000000000.00 ¦ +000000000.00 ¦ +000000000.00 ¦ +000000000.00 ¦ +000000000.00 ¦ +000000000.00 ¦ +000000000.00 ¦ +000010318.02 ¦ +000000000.00 ¦ +000000000.00 ¦ +000000000.00 ¦ +000000000.00 ¦ +000000000.00 ¦ +000004440.60 ¦ +000000000.00 ¦ +000000000.00 ¦ -000005264.94 ¦ -000030540.11 ¦ -000030540.11 ¦ +000026776.86 ¦ +000000000.00 ¦ +000000000.00 ¦ -000028299.41 ¦ -000030088.49 ¦ +000000000.00 ¦ +000020748.68 ¦ +000000000.00 ¦ +000000000.00 ¦ -000024172.70 ¦ +000000000.00 ¦ +000000000.00 ¦ +000000000.00 ¦ +000000000.00 ¦ +000000000.00 ¦ +000000000.00 ¦ -000007844.16 ¦ -000007844.16 ¦ +000000000.00 ¦ -000007844.16 ¦ -000007844.16 ¦ -000006862.06 ¦ -000029845.55 ¦ +000000000.00 ¦ +000000000.00 ¦ -000029845.55 ¦ -000029845.55 ¦ -000022559.16 ¦ +000000000.00 ¦ +000000000.00 ¦ -000063803.63 ¦ -000075997.73 ¦ -000075997.73 ¦ +000000000.00 ¦ | UI ¦ Standalone ¦ Customer Owned ¦ Residential Low Income ¦ Bids into FCM | Residential ¦ 2023 ¦ 10 | UI | Residential | Bids into FCM | 2023 | Residential Low Income
| UI ¦ Standalone ¦ Customer Owned ¦ Small C&I ¦ Does Not Bid into FCM ¦ Non-Residential ¦ 2023 ¦ 50 | -000000494.90 ¦ -000000494.90 ¦ +000000000.00 ¦ -000000494.90 ¦ -000000494.90 ¦ -000000394.40 ¦ +000088507.61 ¦ +000088507.61 ¦ +000000000.00 ¦ +000088507.61 ¦ +000088507.61 ¦ +000054034.76 ¦ +000059005.08 ¦ +000000000.00 ¦ +000000000.00 ¦ +000059005.08 ¦ +000059005.08 ¦ +000036023.17 ¦ +000174705.96 ¦ +000174705.96 ¦ +000000000.00 ¦ +000174705.96 ¦ +000174705.96 ¦ +000136282.14 ¦ +000116470.64 ¦ +000000000.00 ¦ +000000000.00 ¦ +000116470.64 ¦ +000116470.64 ¦ +000090854.76 ¦ +000018458.18 ¦ +000018458.18 ¦ +000000000.00 ¦ +000018458.18 ¦ +000018458.18 ¦ +000015135.38 ¦ +000012305.45 ¦ +000000000.00 ¦ +000000000.00 ¦ +000012305.45 ¦ +000012305.45 ¦ +000010090.26 ¦ +000003236.71 ¦ +000003236.71 ¦ +000000000.00 ¦ +000003236.71 ¦ +000003236.71 ¦ +000002520.87 ¦ +000499705.28 ¦ +000499705.28 ¦ +000000000.00 ¦ +000499705.28 ¦ +000499705.28 ¦ +000318290.71 ¦ +000333136.85 ¦ +000000000.00 ¦ +000000000.00 ¦ +000333136.85 ¦ +000333136.85 ¦ +000212193.81 ¦ -000000340.07 ¦ -000000340.07 ¦ +000000000.00 ¦ -000000340.07 ¦ -000000340.07 ¦ -000000279.46 ¦ +000000000.00 ¦ +000000000.00 ¦ +000000000.00 ¦ -000004910.73 ¦ +000000000.00 ¦ +000000000.00 ¦ +000000000.00 ¦ +000000000.00 ¦ +000000000.00 ¦ +000000000.00 ¦ +000000000.00 ¦ +000000000.00 ¦ +000000000.00 ¦ +000000000.00 ¦ +000000000.00 ¦ +000000000.00 ¦ +000000000.00 ¦ +000000000.00 ¦ +000000000.00 ¦ +000000000.00 ¦ +000000000.00 ¦ +000000000.00 ¦ +000000000.00 ¦ +000000000.00 ¦ +000000000.00 ¦ +000000000.00 ¦ +000000000.00 ¦ +000000000.00 ¦ +000000000.00 ¦ +000000000.00 ¦ +000000000.00 ¦ +000000000.00 ¦ +000000000.00 ¦ +000000000.00 ¦ +000000000.00 ¦ +000000000.00 ¦ +000000000.00 ¦ +000000000.00 ¦ +000120376.86 ¦ +000000000.00 ¦ +000000000.00 ¦ +000000000.00 ¦ +000000000.00 ¦ +000000000.00 ¦ +000037042.66 ¦ +000000000.00 ¦ +000000000.00 ¦ -000043919.18 ¦ -000178150.63 ¦ -000178150.63 ¦ +000156198.35 ¦ +000000000.00 ¦ +000000000.00 ¦ -000165079.92 ¦ -000351032.39 ¦ +000000000.00 ¦ +000242067.93 ¦ +000000000.00 ¦ +000000000.00 ¦ -000282014.89 ¦ +000000000.00 ¦ +000000000.00 ¦ +000000000.00 ¦ +000000000.00 ¦ +000000000.00 ¦ +000000000.00 ¦ -000012194.39 ¦ -000012194.39 ¦ +000000000.00 ¦ -000012194.39 ¦ -000012194.39 ¦ -000010667.65 ¦ -000348198.13 ¦ +000000000.00 ¦ +000000000.00 ¦ -000348198.13 ¦ -000348198.13 ¦ -000263190.26 ¦ +000000000.00 ¦ +000000000.00 ¦ -000731268.17 ¦ -000871151.90 ¦ -000871151.90 ¦ +000000000.00 ¦ | UI ¦ Standalone ¦ Customer Owned ¦ Small C&I ¦ Does Not Bid into FCM | Non-Residential ¦ 2023 ¦ 50 | UI | Non-Residential | Does Not Bid into FCM | 2023 | Small C&I
| UI ¦ Standalone ¦ Customer Owned ¦ Small C&I ¦ Bids into FCM ¦ Non-Residential ¦ 2023 ¦ 50 | -000000494.90 ¦ -000000494.90 ¦ +000000000.00 ¦ -000000494.90 ¦ -000000494.90 ¦ -000000394.40 ¦ +000060051.87 ¦ +000060051.87 ¦ +000000000.00 ¦ +000060051.87 ¦ +000060051.87 ¦ +000046205.05 ¦ +000040034.58 ¦ +000000000.00 ¦ +000000000.00 ¦ +000040034.58 ¦ +000040034.58 ¦ +000030803.37 ¦ +000174705.96 ¦ +000174705.96 ¦ +000000000.00 ¦ +000174705.96 ¦ +000174705.96 ¦ +000136282.14 ¦ +000116470.64 ¦ +000000000.00 ¦ +000000000.00 ¦ +000116470.64 ¦ +000116470.64 ¦ +000090854.76 ¦ +000001209.55 ¦ +000001209.55 ¦ +000000000.00 ¦ +000001209.55 ¦ +000001209.55 ¦ +000001035.01 ¦ +000000806.37 ¦ +000000000.00 ¦ +000000000.00 ¦ +000000806.37 ¦ +000000806.37 ¦ +000000690.01 ¦ +000003236.71 ¦ +000003236.71 ¦ +000000000.00 ¦ +000003236.71 ¦ +000003236.71 ¦ +000002520.87 ¦ +000100126.06 ¦ +000100126.06 ¦ +000000000.00 ¦ +000100126.06 ¦ +000100126.06 ¦ +000085614.41 ¦ +000066750.71 ¦ +000000000.00 ¦ +000000000.00 ¦ +000066750.71 ¦ +000066750.71 ¦ +000057076.28 ¦ -000000340.07 ¦ -000000340.07 ¦ +000000000.00 ¦ -000000340.07 ¦ -000000340.07 ¦ -000000279.46 ¦ +000000000.00 ¦ +000000000.00 ¦ +000000000.00 ¦ -000004910.73 ¦ +000000000.00 ¦ +000000000.00 ¦ +000000000.00 ¦ +000000000.00 ¦ +000000000.00 ¦ +000000000.00 ¦ +000000000.00 ¦ +000000000.00 ¦ +000000000.00 ¦ +000000000.00 ¦ +000000000.00 ¦ +000000000.00 ¦ +000000000.00 ¦ +000000000.00 ¦ +000000000.00 ¦ +000000000.00 ¦ +000000000.00 ¦ +000000000.00 ¦ +000000000.00 ¦ +000000000.00 ¦ +000000000.00 ¦ +000000000.00 ¦ +000000000.00 ¦ +000000000.00 ¦ +000000000.00 ¦ +000000000.00 ¦ +000000000.00 ¦ +000000000.00 ¦ +000000000.00 ¦ +000000000.00 ¦ +000000000.00 ¦ +000000000.00 ¦ +000000000.00 ¦ +000000000.00 ¦ +000120376.86 ¦ +000000000.00 ¦ +000000000.00 ¦ +000000000.00 ¦ +000000000.00 ¦ +000000000.00 ¦ +000037042.66 ¦ +000000000.00 ¦ +000000000.00 ¦ -000043919.18 ¦ -000178150.63 ¦ -000178150.63 ¦ +000156198.35 ¦ +000000000.00 ¦ +000000000.00 ¦ -000165079.92 ¦ -000351032.39 ¦ +000000000.00 ¦ +000242067.93 ¦ +000000000.00 ¦ +000000000.00 ¦ -000282014.89 ¦ +000000000.00 ¦ +000000000.00 ¦ +000000000.00 ¦ +000000000.00 ¦ +000000000.00 ¦ +000000000.00 ¦ -000012194.39 ¦ -000012194.39 ¦ +000000000.00 ¦ -000012194.39 ¦ -000012194.39 ¦ -000010667.65 ¦ -000348198.13 ¦ +000000000.00 ¦ +000000000.00 ¦ -000348198.13 ¦ -000348198.13 ¦ -000263190.26 ¦ +000000000.00 ¦ +000000000.00 ¦ -000731268.17 ¦ -000871151.90 ¦ -000871151.90 ¦ +000000000.00 ¦ | UI ¦ Standalone ¦ Customer Owned ¦ Small C&I ¦ Bids into FCM | Non-Residential ¦ 2023 ¦ 50 | UI | Non-Residential | Bids into FCM | 2023 | Small C&I
| UI ¦ Standalone ¦ Customer Owned ¦ Medium C&I ¦ Does Not Bid into FCM ¦ Non-Residential ¦ 2023 ¦ 50 | -000000593.88 ¦ -000000593.88 ¦ +000000000.00 ¦ -000000593.88 ¦ -000000593.88 ¦ -000000473.28 ¦ +000106209.14 ¦ +000106209.14 ¦ +000000000.00 ¦ +000106209.14 ¦ +000106209.14 ¦ +000064841.71 ¦ +000070806.09 ¦ +000000000.00 ¦ +000000000.00 ¦ +000070806.09 ¦ +000070806.09 ¦ +000043227.80 ¦ +000209647.15 ¦ +000209647.15 ¦ +000000000.00 ¦ +000209647.15 ¦ +000209647.15 ¦ +000163538.57 ¦ +000139764.77 ¦ +000000000.00 ¦ +000000000.00 ¦ +000139764.77 ¦ +000139764.77 ¦ +000109025.71 ¦ +000022149.81 ¦ +000022149.81 ¦ +000000000.00 ¦ +000022149.81 ¦ +000022149.81 ¦ +000018162.46 ¦ +000014766.54 ¦ +000000000.00 ¦ +000000000.00 ¦ +000014766.54 ¦ +000014766.54 ¦ +000012108.31 ¦ +000003884.05 ¦ +000003884.05 ¦ +000000000.00 ¦ +000003884.05 ¦ +000003884.05 ¦ +000003025.05 ¦ +000599646.33 ¦ +000599646.33 ¦ +000000000.00 ¦ +000599646.33 ¦ +000599646.33 ¦ +000381948.86 ¦ +000399764.22 ¦ +000000000.00 ¦ +000000000.00 ¦ +000399764.22 ¦ +000399764.22 ¦ +000254632.57 ¦ -000000408.08 ¦ -000000408.08 ¦ +000000000.00 ¦ -000000408.08 ¦ -000000408.08 ¦ -000000335.35 ¦ +000000000.00 ¦ +000000000.00 ¦ +000000000.00 ¦ -000005892.88 ¦ +000000000.00 ¦ +000000000.00 ¦ +000000000.00 ¦ +000000000.00 ¦ +000000000.00 ¦ +000000000.00 ¦ +000000000.00 ¦ +000000000.00 ¦ +000000000.00 ¦ +000000000.00 ¦ +000000000.00 ¦ +000000000.00 ¦ +000000000.00 ¦ +000000000.00 ¦ +000000000.00 ¦ +000000000.00 ¦ +000000000.00 ¦ +000000000.00 ¦ +000000000.00 ¦ +000000000.00 ¦ +000000000.00 ¦ +000000000.00 ¦ +000000000.00 ¦ +000000000.00 ¦ +000000000.00 ¦ +000000000.00 ¦ +000000000.00 ¦ +000000000.00 ¦ +000000000.00 ¦ +000000000.00 ¦ +000000000.00 ¦ +000000000.00 ¦ +000000000.00 ¦ +000000000.00 ¦ +000144452.23 ¦ +000000000.00 ¦ +000000000.00 ¦ +000000000.00 ¦ +000000000.00 ¦ +000000000.00 ¦ +000044451.19 ¦ +000000000.00 ¦ +000000000.00 ¦ -000052703.02 ¦ -000187058.16 ¦ -000187058.16 ¦ +000164008.26 ¦ +000000000.00 ¦ +000000000.00 ¦ -000173333.92 ¦ -000421238.87 ¦ +000000000.00 ¦ +000290481.52 ¦ +000000000.00 ¦ +000000000.00 ¦ -000338417.87 ¦ +000000000.00 ¦ +000000000.00 ¦ +000000000.00 ¦ +000000000.00 ¦ +000000000.00 ¦ +000000000.00 ¦ -000014633.27 ¦ -000014633.27 ¦ +000000000.00 ¦ -000014633.27 ¦ -000014633.27 ¦ -000012801.18 ¦ -000417837.76 ¦ +000000000.00 ¦ +000000000.00 ¦ -000417837.76 ¦ -000417837.76 ¦ -000315828.31 ¦ +000000000.00 ¦ +000000000.00 ¦ -000797893.50 ¦ -000951290.82 ¦ -000951290.82 ¦ +000000000.00 ¦ | UI ¦ Standalone ¦ Customer Owned ¦ Medium C&I ¦ Does Not Bid into FCM | Non-Residential ¦ 2023 ¦ 50 | UI | Non-Residential | Does Not Bid into FCM | 2023 | Medium C&I
| UI ¦ Standalone ¦ Customer Owned ¦ Medium C&I ¦ Bids into FCM ¦ Non-Residential ¦ 2023 ¦ 50 | -000000593.88 ¦ -000000593.88 ¦ +000000000.00 ¦ -000000593.88 ¦ -000000593.88 ¦ -000000473.28 ¦ +000072062.24 ¦ +000072062.24 ¦ +000000000.00 ¦ +000072062.24 ¦ +000072062.24 ¦ +000055446.07 ¦ +000048041.49 ¦ +000000000.00 ¦ +000000000.00 ¦ +000048041.49 ¦ +000048041.49 ¦ +000036964.04 ¦ +000209647.15 ¦ +000209647.15 ¦ +000000000.00 ¦ +000209647.15 ¦ +000209647.15 ¦ +000163538.57 ¦ +000139764.77 ¦ +000000000.00 ¦ +000000000.00 ¦ +000139764.77 ¦ +000139764.77 ¦ +000109025.71 ¦ +000001451.46 ¦ +000001451.46 ¦ +000000000.00 ¦ +000001451.46 ¦ +000001451.46 ¦ +000001242.01 ¦ +000000967.64 ¦ +000000000.00 ¦ +000000000.00 ¦ +000000967.64 ¦ +000000967.64 ¦ +000000828.01 ¦ +000003884.05 ¦ +000003884.05 ¦ +000000000.00 ¦ +000003884.05 ¦ +000003884.05 ¦ +000003025.05 ¦ +000120151.28 ¦ +000120151.28 ¦ +000000000.00 ¦ +000120151.28 ¦ +000120151.28 ¦ +000102737.30 ¦ +000080100.85 ¦ +000000000.00 ¦ +000000000.00 ¦ +000080100.85 ¦ +000080100.85 ¦ +000068491.53 ¦ -000000408.08 ¦ -000000408.08 ¦ +000000000.00 ¦ -000000408.08 ¦ -000000408.08 ¦ -000000335.35 ¦ +000000000.00 ¦ +000000000.00 ¦ +000000000.00 ¦ -000005892.88 ¦ +000000000.00 ¦ +000000000.00 ¦ +000000000.00 ¦ +000000000.00 ¦ +000000000.00 ¦ +000000000.00 ¦ +000000000.00 ¦ +000000000.00 ¦ +000000000.00 ¦ +000000000.00 ¦ +000000000.00 ¦ +000000000.00 ¦ +000000000.00 ¦ +000000000.00 ¦ +000000000.00 ¦ +000000000.00 ¦ +000000000.00 ¦ +000000000.00 ¦ +000000000.00 ¦ +000000000.00 ¦ +000000000.00 ¦ +000000000.00 ¦ +000000000.00 ¦ +000000000.00 ¦ +000000000.00 ¦ +000000000.00 ¦ +000000000.00 ¦ +000000000.00 ¦ +000000000.00 ¦ +000000000.00 ¦ +000000000.00 ¦ +000000000.00 ¦ +000000000.00 ¦ +000000000.00 ¦ +000144452.23 ¦ +000000000.00 ¦ +000000000.00 ¦ +000000000.00 ¦ +000000000.00 ¦ +000000000.00 ¦ +000044451.19 ¦ +000000000.00 ¦ +000000000.00 ¦ -000052703.02 ¦ -000187058.16 ¦ -000187058.16 ¦ +000164008.26 ¦ +000000000.00 ¦ +000000000.00 ¦ -000173333.92 ¦ -000421238.87 ¦ +000000000.00 ¦ +000290481.52 ¦ +000000000.00 ¦ +000000000.00 ¦ -000338417.87 ¦ +000000000.00 ¦ +000000000.00 ¦ +000000000.00 ¦ +000000000.00 ¦ +000000000.00 ¦ +000000000.00 ¦ -000014633.27 ¦ -000014633.27 ¦ +000000000.00 ¦ -000014633.27 ¦ -000014633.27 ¦ -000012801.18 ¦ -000417837.76 ¦ +000000000.00 ¦ +000000000.00 ¦ -000417837.76 ¦ -000417837.76 ¦ -000315828.31 ¦ +000000000.00 ¦ +000000000.00 ¦ -000797893.50 ¦ -000951290.82 ¦ -000951290.82 ¦ +000000000.00 ¦ | UI ¦ Standalone ¦ Customer Owned ¦ Medium C&I ¦ Bids into FCM | Non-Residential ¦ 2023 ¦ 50 | UI | Non-Residential | Bids into FCM | 2023 | Medium C&I
| UI ¦ Standalone ¦ Customer Owned ¦ Large C&I ¦ Does Not Bid into FCM ¦ Non-Residential ¦ 2023 ¦ 50 | -000000890.82 ¦ -000000890.82 ¦ +000000000.00 ¦ -000000890.82 ¦ -000000890.82 ¦ -000000709.93 ¦ +000159313.70 ¦ +000159313.70 ¦ +000000000.00 ¦ +000159313.70 ¦ +000159313.70 ¦ +000097262.56 ¦ +000106209.14 ¦ +000000000.00 ¦ +000000000.00 ¦ +000106209.14 ¦ +000106209.14 ¦ +000064841.71 ¦ +000314470.73 ¦ +000314470.73 ¦ +000000000.00 ¦ +000314470.73 ¦ +000314470.73 ¦ +000245307.85 ¦ +000209647.15 ¦ +000000000.00 ¦ +000000000.00 ¦ +000209647.15 ¦ +000209647.15 ¦ +000163538.57 ¦ +000033224.72 ¦ +000033224.72 ¦ +000000000.00 ¦ +000033224.72 ¦ +000033224.72 ¦ +000027243.69 ¦ +000022149.81 ¦ +000000000.00 ¦ +000000000.00 ¦ +000022149.81 ¦ +000022149.81 ¦ +000018162.46 ¦ +000005826.08 ¦ +000005826.08 ¦ +000000000.00 ¦ +000005826.08 ¦ +000005826.08 ¦ +000004537.57 ¦ +000899469.50 ¦ +000899469.50 ¦ +000000000.00 ¦ +000899469.50 ¦ +000899469.50 ¦ +000572923.28 ¦ +000599646.33 ¦ +000000000.00 ¦ +000000000.00 ¦ +000599646.33 ¦ +000599646.33 ¦ +000381948.86 ¦ -000000612.12 ¦ -000000612.12 ¦ +000000000.00 ¦ -000000612.12 ¦ -000000612.12 ¦ -000000503.02 ¦ +000000000.00 ¦ +000000000.00 ¦ +000000000.00 ¦ -000008839.32 ¦ +000000000.00 ¦ +000000000.00 ¦ +000000000.00 ¦ +000000000.00 ¦ +000000000.00 ¦ +000000000.00 ¦ +000000000.00 ¦ +000000000.00 ¦ +000000000.00 ¦ +000000000.00 ¦ +000000000.00 ¦ +000000000.00 ¦ +000000000.00 ¦ +000000000.00 ¦ +000000000.00 ¦ +000000000.00 ¦ +000000000.00 ¦ +000000000.00 ¦ +000000000.00 ¦ +000000000.00 ¦ +000000000.00 ¦ +000000000.00 ¦ +000000000.00 ¦ +000000000.00 ¦ +000000000.00 ¦ +000000000.00 ¦ +000000000.00 ¦ +000000000.00 ¦ +000000000.00 ¦ +000000000.00 ¦ +000000000.00 ¦ +000000000.00 ¦ +000000000.00 ¦ +000000000.00 ¦ +000216678.35 ¦ +000000000.00 ¦ +000000000.00 ¦ +000000000.00 ¦ +000000000.00 ¦ +000000000.00 ¦ +000011247.96 ¦ +000000000.00 ¦ +000000000.00 ¦ -000013336.01 ¦ -000160335.56 ¦ -000160335.56 ¦ +000140578.51 ¦ +000000000.00 ¦ +000000000.00 ¦ -000148571.93 ¦ -000631858.30 ¦ +000000000.00 ¦ +000435722.28 ¦ +000000000.00 ¦ +000000000.00 ¦ -000507626.80 ¦ +000000000.00 ¦ +000000000.00 ¦ +000000000.00 ¦ +000000000.00 ¦ +000000000.00 ¦ +000000000.00 ¦ -000021949.91 ¦ -000021949.91 ¦ +000000000.00 ¦ -000021949.91 ¦ -000021949.91 ¦ -000019201.77 ¦ -000626756.63 ¦ +000000000.00 ¦ +000000000.00 ¦ -000626756.63 ¦ -000626756.63 ¦ -000473742.46 ¦ +000000000.00 ¦ +000000000.00 ¦ -001077397.81 ¦ -001285799.04 ¦ -001285799.04 ¦ +000000000.00 ¦ | UI ¦ Standalone ¦ Customer Owned ¦ Large C&I ¦ Does Not Bid into FCM | Non-Residential ¦ 2023 ¦ 50 | UI | Non-Residential | Does Not Bid into FCM | 2023 | Large C&I
| UI ¦ Standalone ¦ Customer Owned ¦ Large C&I ¦ Bids into FCM ¦ Non-Residential ¦ 2023 ¦ 50 | -000000890.82 ¦ -000000890.82 ¦ +000000000.00 ¦ -000000890.82 ¦ -000000890.82 ¦ -000000709.93 ¦ +000108093.36 ¦ +000108093.36 ¦ +000000000.00 ¦ +000108093.36 ¦ +000108093.36 ¦ +000083169.10 ¦ +000072062.24 ¦ +000000000.00 ¦ +000000000.00 ¦ +000072062.24 ¦ +000072062.24 ¦ +000055446.07 ¦ +000314470.73 ¦ +000314470.73 ¦ +000000000.00 ¦ +000314470.73 ¦ +000314470.73 ¦ +000245307.85 ¦ +000209647.15 ¦ +000000000.00 ¦ +000000000.00 ¦ +000209647.15 ¦ +000209647.15 ¦ +000163538.57 ¦ +000002177.20 ¦ +000002177.20 ¦ +000000000.00 ¦ +000002177.20 ¦ +000002177.20 ¦ +000001863.02 ¦ +000001451.46 ¦ +000000000.00 ¦ +000000000.00 ¦ +000001451.46 ¦ +000001451.46 ¦ +000001242.01 ¦ +000005826.08 ¦ +000005826.08 ¦ +000000000.00 ¦ +000005826.08 ¦ +000005826.08 ¦ +000004537.57 ¦ +000180226.91 ¦ +000180226.91 ¦ +000000000.00 ¦ +000180226.91 ¦ +000180226.91 ¦ +000154105.94 ¦ +000120151.28 ¦ +000000000.00 ¦ +000000000.00 ¦ +000120151.28 ¦ +000120151.28 ¦ +000102737.30 ¦ -000000612.12 ¦ -000000612.12 ¦ +000000000.00 ¦ -000000612.12 ¦ -000000612.12 ¦ -000000503.02 ¦ +000000000.00 ¦ +000000000.00 ¦ +000000000.00 ¦ -000008839.32 ¦ +000000000.00 ¦ +000000000.00 ¦ +000000000.00 ¦ +000000000.00 ¦ +000000000.00 ¦ +000000000.00 ¦ +000000000.00 ¦ +000000000.00 ¦ +000000000.00 ¦ +000000000.00 ¦ +000000000.00 ¦ +000000000.00 ¦ +000000000.00 ¦ +000000000.00 ¦ +000000000.00 ¦ +000000000.00 ¦ +000000000.00 ¦ +000000000.00 ¦ +000000000.00 ¦ +000000000.00 ¦ +000000000.00 ¦ +000000000.00 ¦ +000000000.00 ¦ +000000000.00 ¦ +000000000.00 ¦ +000000000.00 ¦ +000000000.00 ¦ +000000000.00 ¦ +000000000.00 ¦ +000000000.00 ¦ +000000000.00 ¦ +000000000.00 ¦ +000000000.00 ¦ +000000000.00 ¦ +000216678.35 ¦ +000000000.00 ¦ +000000000.00 ¦ +000000000.00 ¦ +000000000.00 ¦ +000000000.00 ¦ +000011247.96 ¦ +000000000.00 ¦ +000000000.00 ¦ -000013336.01 ¦ -000160335.56 ¦ -000160335.56 ¦ +000140578.51 ¦ +000000000.00 ¦ +000000000.00 ¦ -000148571.93 ¦ -000631858.30 ¦ +000000000.00 ¦ +000435722.28 ¦ +000000000.00 ¦ +000000000.00 ¦ -000507626.80 ¦ +000000000.00 ¦ +000000000.00 ¦ +000000000.00 ¦ +000000000.00 ¦ +000000000.00 ¦ +000000000.00 ¦ -000021949.91 ¦ -000021949.91 ¦ +000000000.00 ¦ -000021949.91 ¦ -000021949.91 ¦ -000019201.77 ¦ -000626756.63 ¦ +000000000.00 ¦ +000000000.00 ¦ -000626756.63 ¦ -000626756.63 ¦ -000473742.46 ¦ +000000000.00 ¦ +000000000.00 ¦ -001077397.81 ¦ -001285799.04 ¦ -001285799.04 ¦ +000000000.00 ¦ | UI ¦ Standalone ¦ Customer Owned ¦ Large C&I ¦ Bids into FCM | Non-Residential ¦ 2023 ¦ 50 | UI | Non-Residential | Bids into FCM | 2023 | Large C&I
| Eversource ¦ Standalone ¦ Customer Owned ¦ Small C&I ¦ Does Not Bid into FCM ¦ Non-Residential ¦ 2024 ¦ 50 | -000003263.04 ¦ -000003263.04 ¦ +000000000.00 ¦ -000003263.04 ¦ -000003263.04 ¦ -000002491.74 ¦ +000739502.06 ¦ +000739502.06 ¦ +000000000.00 ¦ +000739502.06 ¦ +000739502.06 ¦ +000434918.07 ¦ +000493001.37 ¦ +000000000.00 ¦ +000000000.00 ¦ +000493001.37 ¦ +000493001.37 ¦ +000289945.38 ¦ +001433509.67 ¦ +001433509.67 ¦ +000000000.00 ¦ +001433509.67 ¦ +001433509.67 ¦ +001076428.76 ¦ +000955673.11 ¦ +000000000.00 ¦ +000000000.00 ¦ +000955673.11 ¦ +000955673.11 ¦ +000717619.17 ¦ +000158970.10 ¦ +000158970.10 ¦ +000000000.00 ¦ +000158970.10 ¦ +000158970.10 ¦ +000125491.05 ¦ +000105980.07 ¦ +000000000.00 ¦ +000000000.00 ¦ +000105980.07 ¦ +000105980.07 ¦ +000083660.70 ¦ +000027861.94 ¦ +000027861.94 ¦ +000000000.00 ¦ +000027861.94 ¦ +000027861.94 ¦ +000020843.38 ¦ +005693710.82 ¦ +005693710.82 ¦ +000000000.00 ¦ +005693710.82 ¦ +005693710.82 ¦ +003541834.39 ¦ +003795807.21 ¦ +000000000.00 ¦ +000000000.00 ¦ +003795807.21 ¦ +003795807.21 ¦ +002361222.92 ¦ -000002797.93 ¦ -000002797.93 ¦ +000000000.00 ¦ -000002797.93 ¦ -000002797.93 ¦ -000002206.37 ¦ +000000000.00 ¦ +000000000.00 ¦ +000000000.00 ¦ -000033659.33 ¦ +000000000.00 ¦ +000000000.00 ¦ +000000000.00 ¦ +000000000.00 ¦ +000000000.00 ¦ +000000000.00 ¦ +000000000.00 ¦ +000000000.00 ¦ +000000000.00 ¦ +000000000.00 ¦ +000000000.00 ¦ +000000000.00 ¦ +000000000.00 ¦ +000000000.00 ¦ +000000000.00 ¦ +000000000.00 ¦ +000000000.00 ¦ +000000000.00 ¦ +000000000.00 ¦ +000000000.00 ¦ +000000000.00 ¦ +000000000.00 ¦ +000000000.00 ¦ +000000000.00 ¦ +000000000.00 ¦ +000000000.00 ¦ +000000000.00 ¦ +000000000.00 ¦ +000000000.00 ¦ +000000000.00 ¦ +000000000.00 ¦ +000000000.00 ¦ +000000000.00 ¦ +000000000.00 ¦ +000924869.48 ¦ +000000000.00 ¦ +000000000.00 ¦ +000000000.00 ¦ +000000000.00 ¦ +000000000.00 ¦ +000149632.17 ¦ +000000000.00 ¦ +000000000.00 ¦ -000182383.69 ¦ -001433111.84 ¦ -001433111.84 ¦ +001176558.98 ¦ +000000000.00 ¦ +000000000.00 ¦ -001278322.48 ¦ -002823838.93 ¦ +000000000.00 ¦ +001823368.85 ¦ +000000000.00 ¦ +000000000.00 ¦ -002183826.91 ¦ +000000000.00 ¦ +000000000.00 ¦ +000000000.00 ¦ +000000000.00 ¦ +000000000.00 ¦ +000000000.00 ¦ -000054665.53 ¦ -000054665.53 ¦ +000000000.00 ¦ -000054665.53 ¦ -000054665.53 ¦ -000044502.80 ¦ -000713026.69 ¦ +000000000.00 ¦ +000000000.00 ¦ -000713026.69 ¦ -000713026.69 ¦ -000528176.66 ¦ +000000000.00 ¦ +000000000.00 ¦ -005339488.01 ¦ -006795294.42 ¦ -006795294.42 ¦ +000000000.00 ¦ | Eversource ¦ Standalone ¦ Customer Owned ¦ Small C&I ¦ Does Not Bid into FCM | Non-Residential ¦ 2024 ¦ 50 | Eversource | Non-Residential | Does Not Bid into FCM | 2024 | Small C&I
| Eversource ¦ Standalone ¦ Customer Owned ¦ Small C&I ¦ Bids into FCM ¦ Non-Residential ¦ 2024 ¦ 50 | -000003263.04 ¦ -000003263.04 ¦ +000000000.00 ¦ -000003263.04 ¦ -000003263.04 ¦ -000002491.74 ¦ +000513128.30 ¦ +000513128.30 ¦ +000000000.00 ¦ +000513128.30 ¦ +000513128.30 ¦ +000380473.90 ¦ +000342085.53 ¦ +000000000.00 ¦ +000000000.00 ¦ +000342085.53 ¦ +000342085.53 ¦ +000253649.27 ¦ +001433509.67 ¦ +001433509.67 ¦ +000000000.00 ¦ +001433509.67 ¦ +001433509.67 ¦ +001076428.76 ¦ +000955673.11 ¦ +000000000.00 ¦ +000000000.00 ¦ +000955673.11 ¦ +000955673.11 ¦ +000717619.17 ¦ +000010903.83 ¦ +000010903.83 ¦ +000000000.00 ¦ +000010903.83 ¦ +000010903.83 ¦ +000008976.00 ¦ +000007269.22 ¦ +000000000.00 ¦ +000000000.00 ¦ +000007269.22 ¦ +000007269.22 ¦ +000005984.00 ¦ +000027861.94 ¦ +000027861.94 ¦ +000000000.00 ¦ +000027861.94 ¦ +000027861.94 ¦ +000020843.38 ¦ +000905555.70 ¦ +000905555.70 ¦ +000000000.00 ¦ +000905555.70 ¦ +000905555.70 ¦ +000744877.33 ¦ +000603703.80 ¦ +000000000.00 ¦ +000000000.00 ¦ +000603703.80 ¦ +000603703.80 ¦ +000496584.89 ¦ -000002797.93 ¦ -000002797.93 ¦ +000000000.00 ¦ -000002797.93 ¦ -000002797.93 ¦ -000002206.37 ¦ +000000000.00 ¦ +000000000.00 ¦ +000000000.00 ¦ -000033659.33 ¦ +000000000.00 ¦ +000000000.00 ¦ +000000000.00 ¦ +000000000.00 ¦ +000000000.00 ¦ +000000000.00 ¦ +000000000.00 ¦ +000000000.00 ¦ +000000000.00 ¦ +000000000.00 ¦ +000000000.00 ¦ +000000000.00 ¦ +000000000.00 ¦ +000000000.00 ¦ +000000000.00 ¦ +000000000.00 ¦ +000000000.00 ¦ +000000000.00 ¦ +000000000.00 ¦ +000000000.00 ¦ +000000000.00 ¦ +000000000.00 ¦ +000000000.00 ¦ +000000000.00 ¦ +000000000.00 ¦ +000000000.00 ¦ +000000000.00 ¦ +000000000.00 ¦ +000000000.00 ¦ +000000000.00 ¦ +000000000.00 ¦ +000000000.00 ¦ +000000000.00 ¦ +000000000.00 ¦ +000924869.48 ¦ +000000000.00 ¦ +000000000.00 ¦ +000000000.00 ¦ +000000000.00 ¦ +000000000.00 ¦ +000149632.17 ¦ +000000000.00 ¦ +000000000.00 ¦ -000182383.69 ¦ -001433111.84 ¦ -001433111.84 ¦ +001176558.98 ¦ +000000000.00 ¦ +000000000.00 ¦ -001278322.48 ¦ -002823838.93 ¦ +000000000.00 ¦ +001823368.85 ¦ +000000000.00 ¦ +000000000.00 ¦ -002183826.91 ¦ +000000000.00 ¦ +000000000.00 ¦ +000000000.00 ¦ +000000000.00 ¦ +000000000.00 ¦ +000000000.00 ¦ -000054665.53 ¦ -000054665.53 ¦ +000000000.00 ¦ -000054665.53 ¦ -000054665.53 ¦ -000044502.80 ¦ -000713026.69 ¦ +000000000.00 ¦ +000000000.00 ¦ -000713026.69 ¦ -000713026.69 ¦ -000528176.66 ¦ +000000000.00 ¦ +000000000.00 ¦ -005339488.01 ¦ -006795294.42 ¦ -006795294.42 ¦ +000000000.00 ¦ | Eversource ¦ Standalone ¦ Customer Owned ¦ Small C&I ¦ Bids into FCM | Non-Residential ¦ 2024 ¦ 50 | Eversource | Non-Residential | Bids into FCM | 2024 | Small C&I
| Eversource ¦ Standalone ¦ Customer Owned ¦ Medium C&I ¦ Does Not Bid into FCM ¦ Non-Residential ¦ 2024 ¦ 50 | -000003915.65 ¦ -000003915.65 ¦ +000000000.00 ¦ -000003915.65 ¦ -000003915.65 ¦ -000002990.08 ¦ +000887402.47 ¦ +000887402.47 ¦ +000000000.00 ¦ +000887402.47 ¦ +000887402.47 ¦ +000521901.68 ¦ +000591601.64 ¦ +000000000.00 ¦ +000000000.00 ¦ +000591601.64 ¦ +000591601.64 ¦ +000347934.46 ¦ +001720211.60 ¦ +001720211.60 ¦ +000000000.00 ¦ +001720211.60 ¦ +001720211.60 ¦ +001291714.51 ¦ +001146807.73 ¦ +000000000.00 ¦ +000000000.00 ¦ +001146807.73 ¦ +001146807.73 ¦ +000861143.01 ¦ +000190764.13 ¦ +000190764.13 ¦ +000000000.00 ¦ +000190764.13 ¦ +000190764.13 ¦ +000150589.26 ¦ +000127176.08 ¦ +000000000.00 ¦ +000000000.00 ¦ +000127176.08 ¦ +000127176.08 ¦ +000100392.84 ¦ +000033434.33 ¦ +000033434.33 ¦ +000000000.00 ¦ +000033434.33 ¦ +000033434.33 ¦ +000025012.06 ¦ +006832452.98 ¦ +006832452.98 ¦ +000000000.00 ¦ +006832452.98 ¦ +006832452.98 ¦ +004250201.26 ¦ +004554968.65 ¦ +000000000.00 ¦ +000000000.00 ¦ +004554968.65 ¦ +004554968.65 ¦ +002833467.51 ¦ -000003357.51 ¦ -000003357.51 ¦ +000000000.00 ¦ -000003357.51 ¦ -000003357.51 ¦ -000002647.64 ¦ +000000000.00 ¦ +000000000.00 ¦ +000000000.00 ¦ -000040391.19 ¦ +000000000.00 ¦ +000000000.00 ¦ +000000000.00 ¦ +000000000.00 ¦ +000000000.00 ¦ +000000000.00 ¦ +000000000.00 ¦ +000000000.00 ¦ +000000000.00 ¦ +000000000.00 ¦ +000000000.00 ¦ +000000000.00 ¦ +000000000.00 ¦ +000000000.00 ¦ +000000000.00 ¦ +000000000.00 ¦ +000000000.00 ¦ +000000000.00 ¦ +000000000.00 ¦ +000000000.00 ¦ +000000000.00 ¦ +000000000.00 ¦ +000000000.00 ¦ +000000000.00 ¦ +000000000.00 ¦ +000000000.00 ¦ +000000000.00 ¦ +000000000.00 ¦ +000000000.00 ¦ +000000000.00 ¦ +000000000.00 ¦ +000000000.00 ¦ +000000000.00 ¦ +000000000.00 ¦ +001109843.38 ¦ +000000000.00 ¦ +000000000.00 ¦ +000000000.00 ¦ +000000000.00 ¦ +000000000.00 ¦ +000116508.46 ¦ +000000000.00 ¦ +000000000.00 ¦ -000142009.86 ¦ -001504767.43 ¦ -001504767.43 ¦ +001235386.93 ¦ +000000000.00 ¦ +000000000.00 ¦ -001342238.60 ¦ -003388606.72 ¦ +000000000.00 ¦ +002188042.62 ¦ +000000000.00 ¦ +000000000.00 ¦ -002620592.29 ¦ +000000000.00 ¦ +000000000.00 ¦ +000000000.00 ¦ +000000000.00 ¦ +000000000.00 ¦ +000000000.00 ¦ -000065598.64 ¦ -000065598.64 ¦ +000000000.00 ¦ -000065598.64 ¦ -000065598.64 ¦ -000053403.36 ¦ -000855632.02 ¦ +000000000.00 ¦ +000000000.00 ¦ -000855632.02 ¦ -000855632.02 ¦ -000633811.99 ¦ +000000000.00 ¦ +000000000.00 ¦ -005826574.18 ¦ -007421361.37 ¦ -007421361.37 ¦ +000000000.00 ¦ | Eversource ¦ Standalone ¦ Customer Owned ¦ Medium C&I ¦ Does Not Bid into FCM | Non-Residential ¦ 2024 ¦ 50 | Eversource | Non-Residential | Does Not Bid into FCM | 2024 | Medium C&I
| Eversource ¦ Standalone ¦ Customer Owned ¦ Medium C&I ¦ Bids into FCM ¦ Non-Residential ¦ 2024 ¦ 50 | -000003915.65 ¦ -000003915.65 ¦ +000000000.00 ¦ -000003915.65 ¦ -000003915.65 ¦ -000002990.08 ¦ +000615753.96 ¦ +000615753.96 ¦ +000000000.00 ¦ +000615753.96 ¦ +000615753.96 ¦ +000456568.69 ¦ +000410502.64 ¦ +000000000.00 ¦ +000000000.00 ¦ +000410502.64 ¦ +000410502.64 ¦ +000304379.12 ¦ +001720211.60 ¦ +001720211.60 ¦ +000000000.00 ¦ +001720211.60 ¦ +001720211.60 ¦ +001291714.51 ¦ +001146807.73 ¦ +000000000.00 ¦ +000000000.00 ¦ +001146807.73 ¦ +001146807.73 ¦ +000861143.01 ¦ +000013084.60 ¦ +000013084.60 ¦ +000000000.00 ¦ +000013084.60 ¦ +000013084.60 ¦ +000010771.19 ¦ +000008723.06 ¦ +000000000.00 ¦ +000000000.00 ¦ +000008723.06 ¦ +000008723.06 ¦ +000007180.80 ¦ +000033434.33 ¦ +000033434.33 ¦ +000000000.00 ¦ +000033434.33 ¦ +000033434.33 ¦ +000025012.06 ¦ +001086666.84 ¦ +001086666.84 ¦ +000000000.00 ¦ +001086666.84 ¦ +001086666.84 ¦ +000893852.80 ¦ +000724444.56 ¦ +000000000.00 ¦ +000000000.00 ¦ +000724444.56 ¦ +000724444.56 ¦ +000595901.87 ¦ -000003357.51 ¦ -000003357.51 ¦ +000000000.00 ¦ -000003357.51 ¦ -000003357.51 ¦ -000002647.64 ¦ +000000000.00 ¦ +000000000.00 ¦ +000000000.00 ¦ -000040391.19 ¦ +000000000.00 ¦ +000000000.00 ¦ +000000000.00 ¦ +000000000.00 ¦ +000000000.00 ¦ +000000000.00 ¦ +000000000.00 ¦ +000000000.00 ¦ +000000000.00 ¦ +000000000.00 ¦ +000000000.00 ¦ +000000000.00 ¦ +000000000.00 ¦ +000000000.00 ¦ +000000000.00 ¦ +000000000.00 ¦ +000000000.00 ¦ +000000000.00 ¦ +000000000.00 ¦ +000000000.00 ¦ +000000000.00 ¦ +000000000.00 ¦ +000000000.00 ¦ +000000000.00 ¦ +000000000.00 ¦ +000000000.00 ¦ +000000000.00 ¦ +000000000.00 ¦ +000000000.00 ¦ +000000000.00 ¦ +000000000.00 ¦ +000000000.00 ¦ +000000000.00 ¦ +000000000.00 ¦ +001109843.38 ¦ +000000000.00 ¦ +000000000.00 ¦ +000000000.00 ¦ +000000000.00 ¦ +000000000.00 ¦ +000116508.46 ¦ +000000000.00 ¦ +000000000.00 ¦ -000142009.86 ¦ -001504767.43 ¦ -001504767.43 ¦ +001235386.93 ¦ +000000000.00 ¦ +000000000.00 ¦ -001342238.60 ¦ -003388606.72 ¦ +000000000.00 ¦ +002188042.62 ¦ +000000000.00 ¦ +000000000.00 ¦ -002620592.29 ¦ +000000000.00 ¦ +000000000.00 ¦ +000000000.00 ¦ +000000000.00 ¦ +000000000.00 ¦ +000000000.00 ¦ -000065598.64 ¦ -000065598.64 ¦ +000000000.00 ¦ -000065598.64 ¦ -000065598.64 ¦ -000053403.36 ¦ -000855632.02 ¦ +000000000.00 ¦ +000000000.00 ¦ -000855632.02 ¦ -000855632.02 ¦ -000633811.99 ¦ +000000000.00 ¦ +000000000.00 ¦ -005826574.18 ¦ -007421361.37 ¦ -007421361.37 ¦ +000000000.00 ¦ | Eversource ¦ Standalone ¦ Customer Owned ¦ Medium C&I ¦ Bids into FCM | Non-Residential ¦ 2024 ¦ 50 | Eversource | Non-Residential | Bids into FCM | 2024 | Medium C&I
| Eversource ¦ Standalone ¦ Customer Owned ¦ Large C&I ¦ Does Not Bid into FCM ¦ Non-Residential ¦ 2024 ¦ 50 | -000005873.48 ¦ -000005873.48 ¦ +000000000.00 ¦ -000005873.48 ¦ -000005873.48 ¦ -000004485.13 ¦ +001331103.70 ¦ +001331103.70 ¦ +000000000.00 ¦ +001331103.70 ¦ +001331103.70 ¦ +000782852.53 ¦ +000887402.47 ¦ +000000000.00 ¦ +000000000.00 ¦ +000887402.47 ¦ +000887402.47 ¦ +000521901.68 ¦ +002580317.40 ¦ +002580317.40 ¦ +000000000.00 ¦ +002580317.40 ¦ +002580317.40 ¦ +001937571.77 ¦ +001720211.60 ¦ +000000000.00 ¦ +000000000.00 ¦ +001720211.60 ¦ +001720211.60 ¦ +001291714.51 ¦ +000286146.19 ¦ +000286146.19 ¦ +000000000.00 ¦ +000286146.19 ¦ +000286146.19 ¦ +000225883.90 ¦ +000190764.13 ¦ +000000000.00 ¦ +000000000.00 ¦ +000190764.13 ¦ +000190764.13 ¦ +000150589.26 ¦ +000050151.50 ¦ +000050151.50 ¦ +000000000.00 ¦ +000050151.50 ¦ +000050151.50 ¦ +000037518.09 ¦ +010248679.47 ¦ +010248679.47 ¦ +000000000.00 ¦ +010248679.47 ¦ +010248679.47 ¦ +006375301.90 ¦ +006832452.98 ¦ +000000000.00 ¦ +000000000.00 ¦ +006832452.98 ¦ +006832452.98 ¦ +004250201.26 ¦ -000005036.27 ¦ -000005036.27 ¦ +000000000.00 ¦ -000005036.27 ¦ -000005036.27 ¦ -000003971.47 ¦ +000000000.00 ¦ +000000000.00 ¦ +000000000.00 ¦ -000060586.79 ¦ +000000000.00 ¦ +000000000.00 ¦ +000000000.00 ¦ +000000000.00 ¦ +000000000.00 ¦ +000000000.00 ¦ +000000000.00 ¦ +000000000.00 ¦ +000000000.00 ¦ +000000000.00 ¦ +000000000.00 ¦ +000000000.00 ¦ +000000000.00 ¦ +000000000.00 ¦ +000000000.00 ¦ +000000000.00 ¦ +000000000.00 ¦ +000000000.00 ¦ +000000000.00 ¦ +000000000.00 ¦ +000000000.00 ¦ +000000000.00 ¦ +000000000.00 ¦ +000000000.00 ¦ +000000000.00 ¦ +000000000.00 ¦ +000000000.00 ¦ +000000000.00 ¦ +000000000.00 ¦ +000000000.00 ¦ +000000000.00 ¦ +000000000.00 ¦ +000000000.00 ¦ +000000000.00 ¦ +001664765.07 ¦ +000000000.00 ¦ +000000000.00 ¦ +000000000.00 ¦ +000000000.00 ¦ +000000000.00 ¦ +000132492.28 ¦ +000000000.00 ¦ +000000000.00 ¦ -000161492.21 ¦ -001289800.65 ¦ -001289800.65 ¦ +001058903.08 ¦ +000000000.00 ¦ +000000000.00 ¦ -001150490.23 ¦ -005082910.08 ¦ +000000000.00 ¦ +003282063.92 ¦ +000000000.00 ¦ +000000000.00 ¦ -003930888.43 ¦ +000000000.00 ¦ +000000000.00 ¦ +000000000.00 ¦ +000000000.00 ¦ +000000000.00 ¦ +000000000.00 ¦ -000098397.96 ¦ -000098397.96 ¦ +000000000.00 ¦ -000098397.96 ¦ -000098397.96 ¦ -000080105.04 ¦ -001283448.04 ¦ +000000000.00 ¦ +000000000.00 ¦ -001283448.04 ¦ -001283448.04 ¦ -000950717.98 ¦ +000000000.00 ¦ +000000000.00 ¦ -007868644.14 ¦ -010032554.16 ¦ -010032554.16 ¦ +000000000.00 ¦ | Eversource ¦ Standalone ¦ Customer Owned ¦ Large C&I ¦ Does Not Bid into FCM | Non-Residential ¦ 2024 ¦ 50 | Eversource | Non-Residential | Does Not Bid into FCM | 2024 | Large C&I
| Eversource ¦ Standalone ¦ Customer Owned ¦ Large C&I ¦ Bids into FCM ¦ Non-Residential ¦ 2024 ¦ 50 | -000005873.48 ¦ -000005873.48 ¦ +000000000.00 ¦ -000005873.48 ¦ -000005873.48 ¦ -000004485.13 ¦ +000923630.94 ¦ +000923630.94 ¦ +000000000.00 ¦ +000923630.94 ¦ +000923630.94 ¦ +000684853.03 ¦ +000615753.96 ¦ +000000000.00 ¦ +000000000.00 ¦ +000615753.96 ¦ +000615753.96 ¦ +000456568.69 ¦ +002580317.40 ¦ +002580317.40 ¦ +000000000.00 ¦ +002580317.40 ¦ +002580317.40 ¦ +001937571.77 ¦ +001720211.60 ¦ +000000000.00 ¦ +000000000.00 ¦ +001720211.60 ¦ +001720211.60 ¦ +001291714.51 ¦ +000019626.89 ¦ +000019626.89 ¦ +000000000.00 ¦ +000019626.89 ¦ +000019626.89 ¦ +000016156.79 ¦ +000013084.60 ¦ +000000000.00 ¦ +000000000.00 ¦ +000013084.60 ¦ +000013084.60 ¦ +000010771.19 ¦ +000050151.50 ¦ +000050151.50 ¦ +000000000.00 ¦ +000050151.50 ¦ +000050151.50 ¦ +000037518.09 ¦ +001630000.26 ¦ +001630000.26 ¦ +000000000.00 ¦ +001630000.26 ¦ +001630000.26 ¦ +001340779.20 ¦ +001086666.84 ¦ +000000000.00 ¦ +000000000.00 ¦ +001086666.84 ¦ +001086666.84 ¦ +000893852.80 ¦ -000005036.27 ¦ -000005036.27 ¦ +000000000.00 ¦ -000005036.27 ¦ -000005036.27 ¦ -000003971.47 ¦ +000000000.00 ¦ +000000000.00 ¦ +000000000.00 ¦ -000060586.79 ¦ +000000000.00 ¦ +000000000.00 ¦ +000000000.00 ¦ +000000000.00 ¦ +000000000.00 ¦ +000000000.00 ¦ +000000000.00 ¦ +000000000.00 ¦ +000000000.00 ¦ +000000000.00 ¦ +000000000.00 ¦ +000000000.00 ¦ +000000000.00 ¦ +000000000.00 ¦ +000000000.00 ¦ +000000000.00 ¦ +000000000.00 ¦ +000000000.00 ¦ +000000000.00 ¦ +000000000.00 ¦ +000000000.00 ¦ +000000000.00 ¦ +000000000.00 ¦ +000000000.00 ¦ +000000000.00 ¦ +000000000.00 ¦ +000000000.00 ¦ +000000000.00 ¦ +000000000.00 ¦ +000000000.00 ¦ +000000000.00 ¦ +000000000.00 ¦ +000000000.00 ¦ +000000000.00 ¦ +001664765.07 ¦ +000000000.00 ¦ +000000000.00 ¦ +000000000.00 ¦ +000000000.00 ¦ +000000000.00 ¦ +000132492.28 ¦ +000000000.00 ¦ +000000000.00 ¦ -000161492.21 ¦ -001289800.65 ¦ -001289800.65 ¦ +001058903.08 ¦ +000000000.00 ¦ +000000000.00 ¦ -001150490.23 ¦ -005082910.08 ¦ +000000000.00 ¦ +003282063.92 ¦ +000000000.00 ¦ +000000000.00 ¦ -003930888.43 ¦ +000000000.00 ¦ +000000000.00 ¦ +000000000.00 ¦ +000000000.00 ¦ +000000000.00 ¦ +000000000.00 ¦ -000098397.96 ¦ -000098397.96 ¦ +000000000.00 ¦ -000098397.96 ¦ -000098397.96 ¦ -000080105.04 ¦ -001283448.04 ¦ +000000000.00 ¦ +000000000.00 ¦ -001283448.04 ¦ -001283448.04 ¦ -000950717.98 ¦ +000000000.00 ¦ +000000000.00 ¦ -007868644.14 ¦ -010032554.16 ¦ -010032554.16 ¦ +000000000.00 ¦ | Eversource ¦ Standalone ¦ Customer Owned ¦ Large C&I ¦ Bids into FCM | Non-Residential ¦ 2024 ¦ 50 | Eversource | Non-Residential | Bids into FCM | 2024 | Large C&I
| UI ¦ Standalone ¦ Customer Owned ¦ Small C&I ¦ Does Not Bid into FCM ¦ Non-Residential ¦ 2024 ¦ 50 | -000000815.76 ¦ -000000815.76 ¦ +000000000.00 ¦ -000000815.76 ¦ -000000815.76 ¦ -000000622.93 ¦ +000184875.51 ¦ +000184875.51 ¦ +000000000.00 ¦ +000184875.51 ¦ +000184875.51 ¦ +000108729.52 ¦ +000123250.34 ¦ +000000000.00 ¦ +000000000.00 ¦ +000123250.34 ¦ +000123250.34 ¦ +000072486.34 ¦ +000358377.42 ¦ +000358377.42 ¦ +000000000.00 ¦ +000358377.42 ¦ +000358377.42 ¦ +000269107.19 ¦ +000238918.28 ¦ +000000000.00 ¦ +000000000.00 ¦ +000238918.28 ¦ +000238918.28 ¦ +000179404.79 ¦ +000039742.53 ¦ +000039742.53 ¦ +000000000.00 ¦ +000039742.53 ¦ +000039742.53 ¦ +000031372.76 ¦ +000026495.02 ¦ +000000000.00 ¦ +000000000.00 ¦ +000026495.02 ¦ +000026495.02 ¦ +000020915.18 ¦ +000006965.49 ¦ +000006965.49 ¦ +000000000.00 ¦ +000006965.49 ¦ +000006965.49 ¦ +000005210.85 ¦ +001423427.70 ¦ +001423427.70 ¦ +000000000.00 ¦ +001423427.70 ¦ +001423427.70 ¦ +000885458.60 ¦ +000948951.80 ¦ +000000000.00 ¦ +000000000.00 ¦ +000948951.80 ¦ +000948951.80 ¦ +000590305.73 ¦ -000000699.48 ¦ -000000699.48 ¦ +000000000.00 ¦ -000000699.48 ¦ -000000699.48 ¦ -000000551.59 ¦ +000000000.00 ¦ +000000000.00 ¦ +000000000.00 ¦ -000008414.83 ¦ +000000000.00 ¦ +000000000.00 ¦ +000000000.00 ¦ +000000000.00 ¦ +000000000.00 ¦ +000000000.00 ¦ +000000000.00 ¦ +000000000.00 ¦ +000000000.00 ¦ +000000000.00 ¦ +000000000.00 ¦ +000000000.00 ¦ +000000000.00 ¦ +000000000.00 ¦ +000000000.00 ¦ +000000000.00 ¦ +000000000.00 ¦ +000000000.00 ¦ +000000000.00 ¦ +000000000.00 ¦ +000000000.00 ¦ +000000000.00 ¦ +000000000.00 ¦ +000000000.00 ¦ +000000000.00 ¦ +000000000.00 ¦ +000000000.00 ¦ +000000000.00 ¦ +000000000.00 ¦ +000000000.00 ¦ +000000000.00 ¦ +000000000.00 ¦ +000000000.00 ¦ +000000000.00 ¦ +000231217.37 ¦ +000000000.00 ¦ +000000000.00 ¦ +000000000.00 ¦ +000000000.00 ¦ +000000000.00 ¦ +000071499.54 ¦ +000000000.00 ¦ +000000000.00 ¦ -000087149.38 ¦ -000358277.96 ¦ -000358277.96 ¦ +000294139.74 ¦ +000000000.00 ¦ +000000000.00 ¦ -000319580.62 ¦ -000705959.73 ¦ +000000000.00 ¦ +000455842.21 ¦ +000000000.00 ¦ +000000000.00 ¦ -000545956.73 ¦ +000000000.00 ¦ +000000000.00 ¦ +000000000.00 ¦ +000000000.00 ¦ +000000000.00 ¦ +000000000.00 ¦ -000013666.38 ¦ -000013666.38 ¦ +000000000.00 ¦ -000013666.38 ¦ -000013666.38 ¦ -000011125.70 ¦ -000816715.47 ¦ +000000000.00 ¦ +000000000.00 ¦ -000816715.47 ¦ -000816715.47 ¦ -000591224.41 ¦ +000000000.00 ¦ +000000000.00 ¦ -001334872.00 ¦ -001698823.60 ¦ -001698823.60 ¦ +000000000.00 ¦ | UI ¦ Standalone ¦ Customer Owned ¦ Small C&I ¦ Does Not Bid into FCM | Non-Residential ¦ 2024 ¦ 50 | UI | Non-Residential | Does Not Bid into FCM | 2024 | Small C&I
| UI ¦ Standalone ¦ Customer Owned ¦ Small C&I ¦ Bids into FCM ¦ Non-Residential ¦ 2024 ¦ 50 | -000000815.76 ¦ -000000815.76 ¦ +000000000.00 ¦ -000000815.76 ¦ -000000815.76 ¦ -000000622.93 ¦ +000128282.08 ¦ +000128282.08 ¦ +000000000.00 ¦ +000128282.08 ¦ +000128282.08 ¦ +000095118.48 ¦ +000085521.38 ¦ +000000000.00 ¦ +000000000.00 ¦ +000085521.38 ¦ +000085521.38 ¦ +000063412.32 ¦ +000358377.42 ¦ +000358377.42 ¦ +000000000.00 ¦ +000358377.42 ¦ +000358377.42 ¦ +000269107.19 ¦ +000238918.28 ¦ +000000000.00 ¦ +000000000.00 ¦ +000238918.28 ¦ +000238918.28 ¦ +000179404.79 ¦ +000002725.96 ¦ +000002725.96 ¦ +000000000.00 ¦ +000002725.96 ¦ +000002725.96 ¦ +000002244.00 ¦ +000001817.31 ¦ +000000000.00 ¦ +000000000.00 ¦ +000001817.31 ¦ +000001817.31 ¦ +000001496.00 ¦ +000006965.49 ¦ +000006965.49 ¦ +000000000.00 ¦ +000006965.49 ¦ +000006965.49 ¦ +000005210.85 ¦ +000226388.92 ¦ +000226388.92 ¦ +000000000.00 ¦ +000226388.92 ¦ +000226388.92 ¦ +000186219.33 ¦ +000150925.95 ¦ +000000000.00 ¦ +000000000.00 ¦ +000150925.95 ¦ +000150925.95 ¦ +000124146.22 ¦ -000000699.48 ¦ -000000699.48 ¦ +000000000.00 ¦ -000000699.48 ¦ -000000699.48 ¦ -000000551.59 ¦ +000000000.00 ¦ +000000000.00 ¦ +000000000.00 ¦ -000008414.83 ¦ +000000000.00 ¦ +000000000.00 ¦ +000000000.00 ¦ +000000000.00 ¦ +000000000.00 ¦ +000000000.00 ¦ +000000000.00 ¦ +000000000.00 ¦ +000000000.00 ¦ +000000000.00 ¦ +000000000.00 ¦ +000000000.00 ¦ +000000000.00 ¦ +000000000.00 ¦ +000000000.00 ¦ +000000000.00 ¦ +000000000.00 ¦ +000000000.00 ¦ +000000000.00 ¦ +000000000.00 ¦ +000000000.00 ¦ +000000000.00 ¦ +000000000.00 ¦ +000000000.00 ¦ +000000000.00 ¦ +000000000.00 ¦ +000000000.00 ¦ +000000000.00 ¦ +000000000.00 ¦ +000000000.00 ¦ +000000000.00 ¦ +000000000.00 ¦ +000000000.00 ¦ +000000000.00 ¦ +000231217.37 ¦ +000000000.00 ¦ +000000000.00 ¦ +000000000.00 ¦ +000000000.00 ¦ +000000000.00 ¦ +000071499.54 ¦ +000000000.00 ¦ +000000000.00 ¦ -000087149.38 ¦ -000358277.96 ¦ -000358277.96 ¦ +000294139.74 ¦ +000000000.00 ¦ +000000000.00 ¦ -000319580.62 ¦ -000705959.73 ¦ +000000000.00 ¦ +000455842.21 ¦ +000000000.00 ¦ +000000000.00 ¦ -000545956.73 ¦ +000000000.00 ¦ +000000000.00 ¦ +000000000.00 ¦ +000000000.00 ¦ +000000000.00 ¦ +000000000.00 ¦ -000013666.38 ¦ -000013666.38 ¦ +000000000.00 ¦ -000013666.38 ¦ -000013666.38 ¦ -000011125.70 ¦ -000816715.47 ¦ +000000000.00 ¦ +000000000.00 ¦ -000816715.47 ¦ -000816715.47 ¦ -000591224.41 ¦ +000000000.00 ¦ +000000000.00 ¦ -001334872.00 ¦ -001698823.60 ¦ -001698823.60 ¦ +000000000.00 ¦ | UI ¦ Standalone ¦ Customer Owned ¦ Small C&I ¦ Bids into FCM | Non-Residential ¦ 2024 ¦ 50 | UI | Non-Residential | Bids into FCM | 2024 | Small C&I
| UI ¦ Standalone ¦ Customer Owned ¦ Medium C&I ¦ Does Not Bid into FCM ¦ Non-Residential ¦ 2024 ¦ 50 | -000000978.91 ¦ -000000978.91 ¦ +000000000.00 ¦ -000000978.91 ¦ -000000978.91 ¦ -000000747.52 ¦ +000221850.62 ¦ +000221850.62 ¦ +000000000.00 ¦ +000221850.62 ¦ +000221850.62 ¦ +000130475.42 ¦ +000147900.41 ¦ +000000000.00 ¦ +000000000.00 ¦ +000147900.41 ¦ +000147900.41 ¦ +000086983.61 ¦ +000430052.90 ¦ +000430052.90 ¦ +000000000.00 ¦ +000430052.90 ¦ +000430052.90 ¦ +000322928.63 ¦ +000286701.93 ¦ +000000000.00 ¦ +000000000.00 ¦ +000286701.93 ¦ +000286701.93 ¦ +000215285.75 ¦ +000047691.03 ¦ +000047691.03 ¦ +000000000.00 ¦ +000047691.03 ¦ +000047691.03 ¦ +000037647.32 ¦ +000031794.02 ¦ +000000000.00 ¦ +000000000.00 ¦ +000031794.02 ¦ +000031794.02 ¦ +000025098.21 ¦ +000008358.58 ¦ +000008358.58 ¦ +000000000.00 ¦ +000008358.58 ¦ +000008358.58 ¦ +000006253.02 ¦ +001708113.25 ¦ +001708113.25 ¦ +000000000.00 ¦ +001708113.25 ¦ +001708113.25 ¦ +001062550.32 ¦ +001138742.16 ¦ +000000000.00 ¦ +000000000.00 ¦ +001138742.16 ¦ +001138742.16 ¦ +000708366.88 ¦ -000000839.38 ¦ -000000839.38 ¦ +000000000.00 ¦ -000000839.38 ¦ -000000839.38 ¦ -000000661.91 ¦ +000000000.00 ¦ +000000000.00 ¦ +000000000.00 ¦ -000010097.80 ¦ +000000000.00 ¦ +000000000.00 ¦ +000000000.00 ¦ +000000000.00 ¦ +000000000.00 ¦ +000000000.00 ¦ +000000000.00 ¦ +000000000.00 ¦ +000000000.00 ¦ +000000000.00 ¦ +000000000.00 ¦ +000000000.00 ¦ +000000000.00 ¦ +000000000.00 ¦ +000000000.00 ¦ +000000000.00 ¦ +000000000.00 ¦ +000000000.00 ¦ +000000000.00 ¦ +000000000.00 ¦ +000000000.00 ¦ +000000000.00 ¦ +000000000.00 ¦ +000000000.00 ¦ +000000000.00 ¦ +000000000.00 ¦ +000000000.00 ¦ +000000000.00 ¦ +000000000.00 ¦ +000000000.00 ¦ +000000000.00 ¦ +000000000.00 ¦ +000000000.00 ¦ +000000000.00 ¦ +000277460.84 ¦ +000000000.00 ¦ +000000000.00 ¦ +000000000.00 ¦ +000000000.00 ¦ +000000000.00 ¦ +000085799.45 ¦ +000000000.00 ¦ +000000000.00 ¦ -000104579.25 ¦ -000376191.86 ¦ -000376191.86 ¦ +000308846.73 ¦ +000000000.00 ¦ +000000000.00 ¦ -000335559.65 ¦ -000847151.68 ¦ +000000000.00 ¦ +000547010.65 ¦ +000000000.00 ¦ +000000000.00 ¦ -000655148.07 ¦ +000000000.00 ¦ +000000000.00 ¦ +000000000.00 ¦ +000000000.00 ¦ +000000000.00 ¦ +000000000.00 ¦ -000016399.66 ¦ -000016399.66 ¦ +000000000.00 ¦ -000016399.66 ¦ -000016399.66 ¦ -000013350.84 ¦ -000980058.56 ¦ +000000000.00 ¦ +000000000.00 ¦ -000980058.56 ¦ -000980058.56 ¦ -000709469.29 ¦ +000000000.00 ¦ +000000000.00 ¦ -001456643.55 ¦ -001855340.34 ¦ -001855340.34 ¦ +000000000.00 ¦ | UI ¦ Standalone ¦ Customer Owned ¦ Medium C&I ¦ Does Not Bid into FCM | Non-Residential ¦ 2024 ¦ 50 | UI | Non-Residential | Does Not Bid into FCM | 2024 | Medium C&I
| UI ¦ Standalone ¦ Customer Owned ¦ Medium C&I ¦ Bids into FCM ¦ Non-Residential ¦ 2024 ¦ 50 | -000000978.91 ¦ -000000978.91 ¦ +000000000.00 ¦ -000000978.91 ¦ -000000978.91 ¦ -000000747.52 ¦ +000153938.49 ¦ +000153938.49 ¦ +000000000.00 ¦ +000153938.49 ¦ +000153938.49 ¦ +000114142.17 ¦ +000102625.66 ¦ +000000000.00 ¦ +000000000.00 ¦ +000102625.66 ¦ +000102625.66 ¦ +000076094.78 ¦ +000430052.90 ¦ +000430052.90 ¦ +000000000.00 ¦ +000430052.90 ¦ +000430052.90 ¦ +000322928.63 ¦ +000286701.93 ¦ +000000000.00 ¦ +000000000.00 ¦ +000286701.93 ¦ +000286701.93 ¦ +000215285.75 ¦ +000003271.15 ¦ +000003271.15 ¦ +000000000.00 ¦ +000003271.15 ¦ +000003271.15 ¦ +000002692.80 ¦ +000002180.77 ¦ +000000000.00 ¦ +000000000.00 ¦ +000002180.77 ¦ +000002180.77 ¦ +000001795.20 ¦ +000008358.58 ¦ +000008358.58 ¦ +000000000.00 ¦ +000008358.58 ¦ +000008358.58 ¦ +000006253.02 ¦ +000271666.71 ¦ +000271666.71 ¦ +000000000.00 ¦ +000271666.71 ¦ +000271666.71 ¦ +000223463.20 ¦ +000181111.14 ¦ +000000000.00 ¦ +000000000.00 ¦ +000181111.14 ¦ +000181111.14 ¦ +000148975.47 ¦ -000000839.38 ¦ -000000839.38 ¦ +000000000.00 ¦ -000000839.38 ¦ -000000839.38 ¦ -000000661.91 ¦ +000000000.00 ¦ +000000000.00 ¦ +000000000.00 ¦ -000010097.80 ¦ +000000000.00 ¦ +000000000.00 ¦ +000000000.00 ¦ +000000000.00 ¦ +000000000.00 ¦ +000000000.00 ¦ +000000000.00 ¦ +000000000.00 ¦ +000000000.00 ¦ +000000000.00 ¦ +000000000.00 ¦ +000000000.00 ¦ +000000000.00 ¦ +000000000.00 ¦ +000000000.00 ¦ +000000000.00 ¦ +000000000.00 ¦ +000000000.00 ¦ +000000000.00 ¦ +000000000.00 ¦ +000000000.00 ¦ +000000000.00 ¦ +000000000.00 ¦ +000000000.00 ¦ +000000000.00 ¦ +000000000.00 ¦ +000000000.00 ¦ +000000000.00 ¦ +000000000.00 ¦ +000000000.00 ¦ +000000000.00 ¦ +000000000.00 ¦ +000000000.00 ¦ +000000000.00 ¦ +000277460.84 ¦ +000000000.00 ¦ +000000000.00 ¦ +000000000.00 ¦ +000000000.00 ¦ +000000000.00 ¦ +000085799.45 ¦ +000000000.00 ¦ +000000000.00 ¦ -000104579.25 ¦ -000376191.86 ¦ -000376191.86 ¦ +000308846.73 ¦ +000000000.00 ¦ +000000000.00 ¦ -000335559.65 ¦ -000847151.68 ¦ +000000000.00 ¦ +000547010.65 ¦ +000000000.00 ¦ +000000000.00 ¦ -000655148.07 ¦ +000000000.00 ¦ +000000000.00 ¦ +000000000.00 ¦ +000000000.00 ¦ +000000000.00 ¦ +000000000.00 ¦ -000016399.66 ¦ -000016399.66 ¦ +000000000.00 ¦ -000016399.66 ¦ -000016399.66 ¦ -000013350.84 ¦ -000980058.56 ¦ +000000000.00 ¦ +000000000.00 ¦ -000980058.56 ¦ -000980058.56 ¦ -000709469.29 ¦ +000000000.00 ¦ +000000000.00 ¦ -001456643.55 ¦ -001855340.34 ¦ -001855340.34 ¦ +000000000.00 ¦ | UI ¦ Standalone ¦ Customer Owned ¦ Medium C&I ¦ Bids into FCM | Non-Residential ¦ 2024 ¦ 50 | UI | Non-Residential | Bids into FCM | 2024 | Medium C&I
| UI ¦ Standalone ¦ Customer Owned ¦ Large C&I ¦ Does Not Bid into FCM ¦ Non-Residential ¦ 2024 ¦ 50 | -000001468.37 ¦ -000001468.37 ¦ +000000000.00 ¦ -000001468.37 ¦ -000001468.37 ¦ -000001121.28 ¦ +000332775.92 ¦ +000332775.92 ¦ +000000000.00 ¦ +000332775.92 ¦ +000332775.92 ¦ +000195713.13 ¦ +000221850.62 ¦ +000000000.00 ¦ +000000000.00 ¦ +000221850.62 ¦ +000221850.62 ¦ +000130475.42 ¦ +000645079.35 ¦ +000645079.35 ¦ +000000000.00 ¦ +000645079.35 ¦ +000645079.35 ¦ +000484392.94 ¦ +000430052.90 ¦ +000000000.00 ¦ +000000000.00 ¦ +000430052.90 ¦ +000430052.90 ¦ +000322928.63 ¦ +000071536.55 ¦ +000071536.55 ¦ +000000000.00 ¦ +000071536.55 ¦ +000071536.55 ¦ +000056470.97 ¦ +000047691.03 ¦ +000000000.00 ¦ +000000000.00 ¦ +000047691.03 ¦ +000047691.03 ¦ +000037647.32 ¦ +000012537.88 ¦ +000012537.88 ¦ +000000000.00 ¦ +000012537.88 ¦ +000012537.88 ¦ +000009379.52 ¦ +002562169.87 ¦ +002562169.87 ¦ +000000000.00 ¦ +002562169.87 ¦ +002562169.87 ¦ +001593825.47 ¦ +001708113.25 ¦ +000000000.00 ¦ +000000000.00 ¦ +001708113.25 ¦ +001708113.25 ¦ +001062550.32 ¦ -000001259.07 ¦ -000001259.07 ¦ +000000000.00 ¦ -000001259.07 ¦ -000001259.07 ¦ -000000992.87 ¦ +000000000.00 ¦ +000000000.00 ¦ +000000000.00 ¦ -000015146.70 ¦ +000000000.00 ¦ +000000000.00 ¦ +000000000.00 ¦ +000000000.00 ¦ +000000000.00 ¦ +000000000.00 ¦ +000000000.00 ¦ +000000000.00 ¦ +000000000.00 ¦ +000000000.00 ¦ +000000000.00 ¦ +000000000.00 ¦ +000000000.00 ¦ +000000000.00 ¦ +000000000.00 ¦ +000000000.00 ¦ +000000000.00 ¦ +000000000.00 ¦ +000000000.00 ¦ +000000000.00 ¦ +000000000.00 ¦ +000000000.00 ¦ +000000000.00 ¦ +000000000.00 ¦ +000000000.00 ¦ +000000000.00 ¦ +000000000.00 ¦ +000000000.00 ¦ +000000000.00 ¦ +000000000.00 ¦ +000000000.00 ¦ +000000000.00 ¦ +000000000.00 ¦ +000000000.00 ¦ +000416191.27 ¦ +000000000.00 ¦ +000000000.00 ¦ +000000000.00 ¦ +000000000.00 ¦ +000000000.00 ¦ +000021710.76 ¦ +000000000.00 ¦ +000000000.00 ¦ -000026462.81 ¦ -000322450.16 ¦ -000322450.16 ¦ +000264725.77 ¦ +000000000.00 ¦ +000000000.00 ¦ -000287622.56 ¦ -001270727.52 ¦ +000000000.00 ¦ +000820515.98 ¦ +000000000.00 ¦ +000000000.00 ¦ -000982722.11 ¦ +000000000.00 ¦ +000000000.00 ¦ +000000000.00 ¦ +000000000.00 ¦ +000000000.00 ¦ +000000000.00 ¦ -000024599.49 ¦ -000024599.49 ¦ +000000000.00 ¦ -000024599.49 ¦ -000024599.49 ¦ -000020026.26 ¦ -001470087.84 ¦ +000000000.00 ¦ +000000000.00 ¦ -001470087.84 ¦ -001470087.84 ¦ -001064203.94 ¦ +000000000.00 ¦ +000000000.00 ¦ -001967161.03 ¦ -002508138.54 ¦ -002508138.54 ¦ +000000000.00 ¦ | UI ¦ Standalone ¦ Customer Owned ¦ Large C&I ¦ Does Not Bid into FCM | Non-Residential ¦ 2024 ¦ 50 | UI | Non-Residential | Does Not Bid into FCM | 2024 | Large C&I
| UI ¦ Standalone ¦ Customer Owned ¦ Large C&I ¦ Bids into FCM ¦ Non-Residential ¦ 2024 ¦ 50 | -000001468.37 ¦ -000001468.37 ¦ +000000000.00 ¦ -000001468.37 ¦ -000001468.37 ¦ -000001121.28 ¦ +000230907.74 ¦ +000230907.74 ¦ +000000000.00 ¦ +000230907.74 ¦ +000230907.74 ¦ +000171213.26 ¦ +000153938.49 ¦ +000000000.00 ¦ +000000000.00 ¦ +000153938.49 ¦ +000153938.49 ¦ +000114142.17 ¦ +000645079.35 ¦ +000645079.35 ¦ +000000000.00 ¦ +000645079.35 ¦ +000645079.35 ¦ +000484392.94 ¦ +000430052.90 ¦ +000000000.00 ¦ +000000000.00 ¦ +000430052.90 ¦ +000430052.90 ¦ +000322928.63 ¦ +000004906.72 ¦ +000004906.72 ¦ +000000000.00 ¦ +000004906.72 ¦ +000004906.72 ¦ +000004039.20 ¦ +000003271.15 ¦ +000000000.00 ¦ +000000000.00 ¦ +000003271.15 ¦ +000003271.15 ¦ +000002692.80 ¦ +000012537.88 ¦ +000012537.88 ¦ +000000000.00 ¦ +000012537.88 ¦ +000012537.88 ¦ +000009379.52 ¦ +000407500.06 ¦ +000407500.06 ¦ +000000000.00 ¦ +000407500.06 ¦ +000407500.06 ¦ +000335194.80 ¦ +000271666.71 ¦ +000000000.00 ¦ +000000000.00 ¦ +000271666.71 ¦ +000271666.71 ¦ +000223463.20 ¦ -000001259.07 ¦ -000001259.07 ¦ +000000000.00 ¦ -000001259.07 ¦ -000001259.07 ¦ -000000992.87 ¦ +000000000.00 ¦ +000000000.00 ¦ +000000000.00 ¦ -000015146.70 ¦ +000000000.00 ¦ +000000000.00 ¦ +000000000.00 ¦ +000000000.00 ¦ +000000000.00 ¦ +000000000.00 ¦ +000000000.00 ¦ +000000000.00 ¦ +000000000.00 ¦ +000000000.00 ¦ +000000000.00 ¦ +000000000.00 ¦ +000000000.00 ¦ +000000000.00 ¦ +000000000.00 ¦ +000000000.00 ¦ +000000000.00 ¦ +000000000.00 ¦ +000000000.00 ¦ +000000000.00 ¦ +000000000.00 ¦ +000000000.00 ¦ +000000000.00 ¦ +000000000.00 ¦ +000000000.00 ¦ +000000000.00 ¦ +000000000.00 ¦ +000000000.00 ¦ +000000000.00 ¦ +000000000.00 ¦ +000000000.00 ¦ +000000000.00 ¦ +000000000.00 ¦ +000000000.00 ¦ +000416191.27 ¦ +000000000.00 ¦ +000000000.00 ¦ +000000000.00 ¦ +000000000.00 ¦ +000000000.00 ¦ +000021710.76 ¦ +000000000.00 ¦ +000000000.00 ¦ -000026462.81 ¦ -000322450.16 ¦ -000322450.16 ¦ +000264725.77 ¦ +000000000.00 ¦ +000000000.00 ¦ -000287622.56 ¦ -001270727.52 ¦ +000000000.00 ¦ +000820515.98 ¦ +000000000.00 ¦ +000000000.00 ¦ -000982722.11 ¦ +000000000.00 ¦ +000000000.00 ¦ +000000000.00 ¦ +000000000.00 ¦ +000000000.00 ¦ +000000000.00 ¦ -000024599.49 ¦ -000024599.49 ¦ +000000000.00 ¦ -000024599.49 ¦ -000024599.49 ¦ -000020026.26 ¦ -001470087.84 ¦ +000000000.00 ¦ +000000000.00 ¦ -001470087.84 ¦ -001470087.84 ¦ -001064203.94 ¦ +000000000.00 ¦ +000000000.00 ¦ -001967161.03 ¦ -002508138.54 ¦ -002508138.54 ¦ +000000000.00 ¦ | UI ¦ Standalone ¦ Customer Owned ¦ Large C&I ¦ Bids into FCM | Non-Residential ¦ 2024 ¦ 50 | UI | Non-Residential | Bids into FCM | 2024 | Large C&I
| Eversource ¦ Standalone ¦ Customer Owned ¦ Residential Non-LMI ¦ Does Not Bid into FCM ¦ Residential ¦ 2023 ¦ 25 | -000003732.94 ¦ -000003732.94 ¦ +000000000.00 ¦ -000003732.94 ¦ -000003732.94 ¦ -000002974.93 ¦ +000667600.28 ¦ +000667600.28 ¦ +000000000.00 ¦ +000667600.28 ¦ +000667600.28 ¦ +000407576.45 ¦ +000445066.85 ¦ +000000000.00 ¦ +000000000.00 ¦ +000445066.85 ¦ +000445066.85 ¦ +000271717.63 ¦ +001317782.11 ¦ +001317782.11 ¦ +000000000.00 ¦ +001317782.11 ¦ +001317782.11 ¦ +001027956.71 ¦ +000878521.41 ¦ +000000000.00 ¦ +000000000.00 ¦ +000878521.41 ¦ +000878521.41 ¦ +000685304.48 ¦ +000139227.39 ¦ +000139227.39 ¦ +000000000.00 ¦ +000139227.39 ¦ +000139227.39 ¦ +000114164.03 ¦ +000092818.26 ¦ +000000000.00 ¦ +000000000.00 ¦ +000092818.26 ¦ +000092818.26 ¦ +000076109.36 ¦ +000024414.05 ¦ +000024414.05 ¦ +000000000.00 ¦ +000024414.05 ¦ +000024414.05 ¦ +000019014.58 ¦ +003769205.52 ¦ +003769205.52 ¦ +000000000.00 ¦ +003769205.52 ¦ +003769205.52 ¦ +002400821.38 ¦ +002512803.68 ¦ +000000000.00 ¦ +000000000.00 ¦ +002512803.68 ¦ +002512803.68 ¦ +001600547.59 ¦ -000002565.09 ¦ -000002565.09 ¦ +000000000.00 ¦ -000002565.09 ¦ -000002565.09 ¦ -000002107.89 ¦ +000000000.00 ¦ +000000000.00 ¦ +000000000.00 ¦ -000037040.97 ¦ +000000000.00 ¦ +000000000.00 ¦ +000000000.00 ¦ +000000000.00 ¦ +000000000.00 ¦ +000000000.00 ¦ +000000000.00 ¦ +000000000.00 ¦ +000000000.00 ¦ +000000000.00 ¦ +000000000.00 ¦ +000000000.00 ¦ +000000000.00 ¦ +000000000.00 ¦ +000000000.00 ¦ +000000000.00 ¦ +000000000.00 ¦ +000000000.00 ¦ +000000000.00 ¦ +000000000.00 ¦ +000000000.00 ¦ +000000000.00 ¦ +000000000.00 ¦ +000000000.00 ¦ +000000000.00 ¦ +000000000.00 ¦ +000000000.00 ¦ +000000000.00 ¦ +000000000.00 ¦ +000000000.00 ¦ +000000000.00 ¦ +000000000.00 ¦ +000000000.00 ¦ +000000000.00 ¦ +000907985.45 ¦ +000000000.00 ¦ +000000000.00 ¦ +000000000.00 ¦ +000000000.00 ¦ +000000000.00 ¦ +000219248.29 ¦ +000000000.00 ¦ +000000000.00 ¦ -000259949.11 ¦ -001142200.02 ¦ -001142200.02 ¦ +001001454.55 ¦ +000000000.00 ¦ +000000000.00 ¦ -001058398.11 ¦ -002647787.18 ¦ +000000000.00 ¦ +001825883.84 ¦ +000000000.00 ¦ +000000000.00 ¦ -002127198.02 ¦ +000000000.00 ¦ +000000000.00 ¦ +000000000.00 ¦ +000000000.00 ¦ +000000000.00 ¦ +000000000.00 ¦ -000690285.72 ¦ -000690285.72 ¦ +000000000.00 ¦ -000690285.72 ¦ -000690285.72 ¦ -000603861.71 ¦ -000658532.81 ¦ +000000000.00 ¦ +000000000.00 ¦ -000658532.81 ¦ -000658532.81 ¦ -000519770.52 ¦ +000000000.00 ¦ +000000000.00 ¦ -005614719.62 ¦ -006687800.42 ¦ -006687800.42 ¦ +000000000.00 ¦ | Eversource ¦ Standalone ¦ Customer Owned ¦ Residential Non-LMI ¦ Does Not Bid into FCM | Residential ¦ 2023 ¦ 25 | Eversource | Residential | Does Not Bid into FCM | 2023 | Residential Non-LMI
| Eversource ¦ Standalone ¦ Customer Owned ¦ Residential Non-LMI ¦ Bids into FCM ¦ Residential ¦ 2023 ¦ 25 | -000003732.94 ¦ -000003732.94 ¦ +000000000.00 ¦ -000003732.94 ¦ -000003732.94 ¦ -000002974.93 ¦ +000452962.65 ¦ +000452962.65 ¦ +000000000.00 ¦ +000452962.65 ¦ +000452962.65 ¦ +000348518.12 ¦ +000301975.10 ¦ +000000000.00 ¦ +000000000.00 ¦ +000301975.10 ¦ +000301975.10 ¦ +000232345.42 ¦ +001317782.11 ¦ +001317782.11 ¦ +000000000.00 ¦ +001317782.11 ¦ +001317782.11 ¦ +001027956.71 ¦ +000878521.41 ¦ +000000000.00 ¦ +000000000.00 ¦ +000878521.41 ¦ +000878521.41 ¦ +000685304.48 ¦ +000009123.49 ¦ +000009123.49 ¦ +000000000.00 ¦ +000009123.49 ¦ +000009123.49 ¦ +000007806.94 ¦ +000006082.33 ¦ +000000000.00 ¦ +000000000.00 ¦ +000006082.33 ¦ +000006082.33 ¦ +000005204.63 ¦ +000024414.05 ¦ +000024414.05 ¦ +000000000.00 ¦ +000024414.05 ¦ +000024414.05 ¦ +000019014.58 ¦ +000755236.59 ¦ +000755236.59 ¦ +000000000.00 ¦ +000755236.59 ¦ +000755236.59 ¦ +000645777.29 ¦ +000503491.06 ¦ +000000000.00 ¦ +000000000.00 ¦ +000503491.06 ¦ +000503491.06 ¦ +000430518.19 ¦ -000002565.09 ¦ -000002565.09 ¦ +000000000.00 ¦ -000002565.09 ¦ -000002565.09 ¦ -000002107.89 ¦ +000000000.00 ¦ +000000000.00 ¦ +000000000.00 ¦ -000037040.97 ¦ +000000000.00 ¦ +000000000.00 ¦ +000000000.00 ¦ +000000000.00 ¦ +000000000.00 ¦ +000000000.00 ¦ +000000000.00 ¦ +000000000.00 ¦ +000000000.00 ¦ +000000000.00 ¦ +000000000.00 ¦ +000000000.00 ¦ +000000000.00 ¦ +000000000.00 ¦ +000000000.00 ¦ +000000000.00 ¦ +000000000.00 ¦ +000000000.00 ¦ +000000000.00 ¦ +000000000.00 ¦ +000000000.00 ¦ +000000000.00 ¦ +000000000.00 ¦ +000000000.00 ¦ +000000000.00 ¦ +000000000.00 ¦ +000000000.00 ¦ +000000000.00 ¦ +000000000.00 ¦ +000000000.00 ¦ +000000000.00 ¦ +000000000.00 ¦ +000000000.00 ¦ +000000000.00 ¦ +000907985.45 ¦ +000000000.00 ¦ +000000000.00 ¦ +000000000.00 ¦ +000000000.00 ¦ +000000000.00 ¦ +000219248.29 ¦ +000000000.00 ¦ +000000000.00 ¦ -000259949.11 ¦ -001142200.02 ¦ -001142200.02 ¦ +001001454.55 ¦ +000000000.00 ¦ +000000000.00 ¦ -001058398.11 ¦ -002647787.18 ¦ +000000000.00 ¦ +001825883.84 ¦ +000000000.00 ¦ +000000000.00 ¦ -002127198.02 ¦ +000000000.00 ¦ +000000000.00 ¦ +000000000.00 ¦ +000000000.00 ¦ +000000000.00 ¦ +000000000.00 ¦ -000690285.72 ¦ -000690285.72 ¦ +000000000.00 ¦ -000690285.72 ¦ -000690285.72 ¦ -000603861.71 ¦ -000658532.81 ¦ +000000000.00 ¦ +000000000.00 ¦ -000658532.81 ¦ -000658532.81 ¦ -000519770.52 ¦ +000000000.00 ¦ +000000000.00 ¦ -005614719.62 ¦ -006687800.42 ¦ -006687800.42 ¦ +000000000.00 ¦ | Eversource ¦ Standalone ¦ Customer Owned ¦ Residential Non-LMI ¦ Bids into FCM | Residential ¦ 2023 ¦ 25 | Eversource | Residential | Bids into FCM | 2023 | Residential Non-LMI
| Eversource ¦ Standalone ¦ Customer Owned ¦ Residential Underserved ¦ Does Not Bid into FCM ¦ Residential ¦ 2023 ¦ 25 | -000001866.47 ¦ -000001866.47 ¦ +000000000.00 ¦ -000001866.47 ¦ -000001866.47 ¦ -000001487.46 ¦ +000333800.14 ¦ +000333800.14 ¦ +000000000.00 ¦ +000333800.14 ¦ +000333800.14 ¦ +000203788.22 ¦ +000222533.43 ¦ +000000000.00 ¦ +000000000.00 ¦ +000222533.43 ¦ +000222533.43 ¦ +000135858.82 ¦ +000658891.06 ¦ +000658891.06 ¦ +000000000.00 ¦ +000658891.06 ¦ +000658891.06 ¦ +000513978.36 ¦ +000439260.70 ¦ +000000000.00 ¦ +000000000.00 ¦ +000439260.70 ¦ +000439260.70 ¦ +000342652.24 ¦ +000069613.69 ¦ +000069613.69 ¦ +000000000.00 ¦ +000069613.69 ¦ +000069613.69 ¦ +000057082.02 ¦ +000046409.13 ¦ +000000000.00 ¦ +000000000.00 ¦ +000046409.13 ¦ +000046409.13 ¦ +000038054.68 ¦ +000012207.03 ¦ +000012207.03 ¦ +000000000.00 ¦ +000012207.03 ¦ +000012207.03 ¦ +000009507.29 ¦ +001884602.76 ¦ +001884602.76 ¦ +000000000.00 ¦ +001884602.76 ¦ +001884602.76 ¦ +001200410.69 ¦ +001256401.84 ¦ +000000000.00 ¦ +000000000.00 ¦ +001256401.84 ¦ +001256401.84 ¦ +000800273.79 ¦ -000001282.54 ¦ -000001282.54 ¦ +000000000.00 ¦ -000001282.54 ¦ -000001282.54 ¦ -000001053.95 ¦ +000000000.00 ¦ +000000000.00 ¦ +000000000.00 ¦ -000018520.48 ¦ +000000000.00 ¦ +000000000.00 ¦ +000000000.00 ¦ +000000000.00 ¦ +000000000.00 ¦ +000000000.00 ¦ +000000000.00 ¦ +000000000.00 ¦ +000000000.00 ¦ +000000000.00 ¦ +000000000.00 ¦ +000000000.00 ¦ +000000000.00 ¦ +000000000.00 ¦ +000000000.00 ¦ +000000000.00 ¦ +000000000.00 ¦ +000000000.00 ¦ +000000000.00 ¦ +000000000.00 ¦ +000000000.00 ¦ +000000000.00 ¦ +000000000.00 ¦ +000000000.00 ¦ +000000000.00 ¦ +000000000.00 ¦ +000000000.00 ¦ +000000000.00 ¦ +000000000.00 ¦ +000000000.00 ¦ +000000000.00 ¦ +000000000.00 ¦ +000000000.00 ¦ +000000000.00 ¦ +000453992.73 ¦ +000000000.00 ¦ +000000000.00 ¦ +000000000.00 ¦ +000000000.00 ¦ +000000000.00 ¦ +000109624.15 ¦ +000000000.00 ¦ +000000000.00 ¦ -000129974.55 ¦ -000856650.01 ¦ -000856650.01 ¦ +000751090.91 ¦ +000000000.00 ¦ +000000000.00 ¦ -000793798.59 ¦ -001323893.59 ¦ +000000000.00 ¦ +000912941.92 ¦ +000000000.00 ¦ +000000000.00 ¦ -001063599.01 ¦ +000000000.00 ¦ +000000000.00 ¦ +000000000.00 ¦ +000000000.00 ¦ +000000000.00 ¦ +000000000.00 ¦ -000345142.86 ¦ -000345142.86 ¦ +000000000.00 ¦ -000345142.86 ¦ -000345142.86 ¦ -000301930.85 ¦ -000329266.40 ¦ +000000000.00 ¦ +000000000.00 ¦ -000329266.40 ¦ -000329266.40 ¦ -000259885.26 ¦ +000000000.00 ¦ +000000000.00 ¦ -002807359.81 ¦ -003343900.21 ¦ -003343900.21 ¦ +000000000.00 ¦ | Eversource ¦ Standalone ¦ Customer Owned ¦ Residential Underserved ¦ Does Not Bid into FCM | Residential ¦ 2023 ¦ 25 | Eversource | Residential | Does Not Bid into FCM | 2023 | Residential Underserved
| Eversource ¦ Standalone ¦ Customer Owned ¦ Residential Underserved ¦ Bids into FCM ¦ Residential ¦ 2023 ¦ 25 | -000001866.47 ¦ -000001866.47 ¦ +000000000.00 ¦ -000001866.47 ¦ -000001866.47 ¦ -000001487.46 ¦ +000226481.33 ¦ +000226481.33 ¦ +000000000.00 ¦ +000226481.33 ¦ +000226481.33 ¦ +000174259.06 ¦ +000150987.55 ¦ +000000000.00 ¦ +000000000.00 ¦ +000150987.55 ¦ +000150987.55 ¦ +000116172.71 ¦ +000658891.06 ¦ +000658891.06 ¦ +000000000.00 ¦ +000658891.06 ¦ +000658891.06 ¦ +000513978.36 ¦ +000439260.70 ¦ +000000000.00 ¦ +000000000.00 ¦ +000439260.70 ¦ +000439260.70 ¦ +000342652.24 ¦ +000004561.75 ¦ +000004561.75 ¦ +000000000.00 ¦ +000004561.75 ¦ +000004561.75 ¦ +000003903.47 ¦ +000003041.16 ¦ +000000000.00 ¦ +000000000.00 ¦ +000003041.16 ¦ +000003041.16 ¦ +000002602.31 ¦ +000012207.03 ¦ +000012207.03 ¦ +000000000.00 ¦ +000012207.03 ¦ +000012207.03 ¦ +000009507.29 ¦ +000377618.30 ¦ +000377618.30 ¦ +000000000.00 ¦ +000377618.30 ¦ +000377618.30 ¦ +000322888.64 ¦ +000251745.53 ¦ +000000000.00 ¦ +000000000.00 ¦ +000251745.53 ¦ +000251745.53 ¦ +000215259.10 ¦ -000001282.54 ¦ -000001282.54 ¦ +000000000.00 ¦ -000001282.54 ¦ -000001282.54 ¦ -000001053.95 ¦ +000000000.00 ¦ +000000000.00 ¦ +000000000.00 ¦ -000018520.48 ¦ +000000000.00 ¦ +000000000.00 ¦ +000000000.00 ¦ +000000000.00 ¦ +000000000.00 ¦ +000000000.00 ¦ +000000000.00 ¦ +000000000.00 ¦ +000000000.00 ¦ +000000000.00 ¦ +000000000.00 ¦ +000000000.00 ¦ +000000000.00 ¦ +000000000.00 ¦ +000000000.00 ¦ +000000000.00 ¦ +000000000.00 ¦ +000000000.00 ¦ +000000000.00 ¦ +000000000.00 ¦ +000000000.00 ¦ +000000000.00 ¦ +000000000.00 ¦ +000000000.00 ¦ +000000000.00 ¦ +000000000.00 ¦ +000000000.00 ¦ +000000000.00 ¦ +000000000.00 ¦ +000000000.00 ¦ +000000000.00 ¦ +000000000.00 ¦ +000000000.00 ¦ +000000000.00 ¦ +000453992.73 ¦ +000000000.00 ¦ +000000000.00 ¦ +000000000.00 ¦ +000000000.00 ¦ +000000000.00 ¦ +000109624.15 ¦ +000000000.00 ¦ +000000000.00 ¦ -000129974.55 ¦ -000856650.01 ¦ -000856650.01 ¦ +000751090.91 ¦ +000000000.00 ¦ +000000000.00 ¦ -000793798.59 ¦ -001323893.59 ¦ +000000000.00 ¦ +000912941.92 ¦ +000000000.00 ¦ +000000000.00 ¦ -001063599.01 ¦ +000000000.00 ¦ +000000000.00 ¦ +000000000.00 ¦ +000000000.00 ¦ +000000000.00 ¦ +000000000.00 ¦ -000345142.86 ¦ -000345142.86 ¦ +000000000.00 ¦ -000345142.86 ¦ -000345142.86 ¦ -000301930.85 ¦ -000329266.40 ¦ +000000000.00 ¦ +000000000.00 ¦ -000329266.40 ¦ -000329266.40 ¦ -000259885.26 ¦ +000000000.00 ¦ +000000000.00 ¦ -002807359.81 ¦ -003343900.21 ¦ -003343900.21 ¦ +000000000.00 ¦ | Eversource ¦ Standalone ¦ Customer Owned ¦ Residential Underserved ¦ Bids into FCM | Residential ¦ 2023 ¦ 25 | Eversource | Residential | Bids into FCM | 2023 | Residential Underserved
| Eversource ¦ Standalone ¦ Customer Owned ¦ Residential Low Income ¦ Does Not Bid into FCM ¦ Residential ¦ 2023 ¦ 25 | -000000622.16 ¦ -000000622.16 ¦ +000000000.00 ¦ -000000622.16 ¦ -000000622.16 ¦ -000000495.82 ¦ +000111266.71 ¦ +000111266.71 ¦ +000000000.00 ¦ +000111266.71 ¦ +000111266.71 ¦ +000067929.41 ¦ +000074177.81 ¦ +000000000.00 ¦ +000000000.00 ¦ +000074177.81 ¦ +000074177.81 ¦ +000045286.27 ¦ +000219630.35 ¦ +000219630.35 ¦ +000000000.00 ¦ +000219630.35 ¦ +000219630.35 ¦ +000171326.12 ¦ +000146420.23 ¦ +000000000.00 ¦ +000000000.00 ¦ +000146420.23 ¦ +000146420.23 ¦ +000114217.41 ¦ +000023204.56 ¦ +000023204.56 ¦ +000000000.00 ¦ +000023204.56 ¦ +000023204.56 ¦ +000019027.34 ¦ +000015469.71 ¦ +000000000.00 ¦ +000000000.00 ¦ +000015469.71 ¦ +000015469.71 ¦ +000012684.89 ¦ +000004069.01 ¦ +000004069.01 ¦ +000000000.00 ¦ +000004069.01 ¦ +000004069.01 ¦ +000003169.10 ¦ +000628200.92 ¦ +000628200.92 ¦ +000000000.00 ¦ +000628200.92 ¦ +000628200.92 ¦ +000400136.90 ¦ +000418800.61 ¦ +000000000.00 ¦ +000000000.00 ¦ +000418800.61 ¦ +000418800.61 ¦ +000266757.93 ¦ -000000427.51 ¦ -000000427.51 ¦ +000000000.00 ¦ -000000427.51 ¦ -000000427.51 ¦ -000000351.32 ¦ +000000000.00 ¦ +000000000.00 ¦ +000000000.00 ¦ -000006173.49 ¦ +000000000.00 ¦ +000000000.00 ¦ +000000000.00 ¦ +000000000.00 ¦ +000000000.00 ¦ +000000000.00 ¦ +000000000.00 ¦ +000000000.00 ¦ +000000000.00 ¦ +000000000.00 ¦ +000000000.00 ¦ +000000000.00 ¦ +000000000.00 ¦ +000000000.00 ¦ +000000000.00 ¦ +000000000.00 ¦ +000000000.00 ¦ +000000000.00 ¦ +000000000.00 ¦ +000000000.00 ¦ +000000000.00 ¦ +000000000.00 ¦ +000000000.00 ¦ +000000000.00 ¦ +000000000.00 ¦ +000000000.00 ¦ +000000000.00 ¦ +000000000.00 ¦ +000000000.00 ¦ +000000000.00 ¦ +000000000.00 ¦ +000000000.00 ¦ +000000000.00 ¦ +000000000.00 ¦ +000151330.91 ¦ +000000000.00 ¦ +000000000.00 ¦ +000000000.00 ¦ +000000000.00 ¦ +000000000.00 ¦ +000036541.38 ¦ +000000000.00 ¦ +000000000.00 ¦ -000043324.85 ¦ -000380733.34 ¦ -000380733.34 ¦ +000333818.18 ¦ +000000000.00 ¦ +000000000.00 ¦ -000352799.37 ¦ -000441297.86 ¦ +000000000.00 ¦ +000304313.97 ¦ +000000000.00 ¦ +000000000.00 ¦ -000354533.00 ¦ +000000000.00 ¦ +000000000.00 ¦ +000000000.00 ¦ +000000000.00 ¦ +000000000.00 ¦ +000000000.00 ¦ -000115047.62 ¦ -000115047.62 ¦ +000000000.00 ¦ -000115047.62 ¦ -000115047.62 ¦ -000100643.62 ¦ -000109755.47 ¦ +000000000.00 ¦ +000000000.00 ¦ -000109755.47 ¦ -000109755.47 ¦ -000086628.42 ¦ +000000000.00 ¦ +000000000.00 ¦ -000935786.60 ¦ -001114633.40 ¦ -001114633.40 ¦ +000000000.00 ¦ | Eversource ¦ Standalone ¦ Customer Owned ¦ Residential Low Income ¦ Does Not Bid into FCM | Residential ¦ 2023 ¦ 25 | Eversource | Residential | Does Not Bid into FCM | 2023 | Residential Low Income
| Eversource ¦ Standalone ¦ Customer Owned ¦ Residential Low Income ¦ Bids into FCM ¦ Residential ¦ 2023 ¦ 25 | -000000622.16 ¦ -000000622.16 ¦ +000000000.00 ¦ -000000622.16 ¦ -000000622.16 ¦ -000000495.82 ¦ +000075493.78 ¦ +000075493.78 ¦ +000000000.00 ¦ +000075493.78 ¦ +000075493.78 ¦ +000058086.35 ¦ +000050329.18 ¦ +000000000.00 ¦ +000000000.00 ¦ +000050329.18 ¦ +000050329.18 ¦ +000038724.24 ¦ +000219630.35 ¦ +000219630.35 ¦ +000000000.00 ¦ +000219630.35 ¦ +000219630.35 ¦ +000171326.12 ¦ +000146420.23 ¦ +000000000.00 ¦ +000000000.00 ¦ +000146420.23 ¦ +000146420.23 ¦ +000114217.41 ¦ +000001520.58 ¦ +000001520.58 ¦ +000000000.00 ¦ +000001520.58 ¦ +000001520.58 ¦ +000001301.16 ¦ +000001013.72 ¦ +000000000.00 ¦ +000000000.00 ¦ +000001013.72 ¦ +000001013.72 ¦ +000000867.44 ¦ +000004069.01 ¦ +000004069.01 ¦ +000000000.00 ¦ +000004069.01 ¦ +000004069.01 ¦ +000003169.10 ¦ +000125872.77 ¦ +000125872.77 ¦ +000000000.00 ¦ +000125872.77 ¦ +000125872.77 ¦ +000107629.55 ¦ +000083915.18 ¦ +000000000.00 ¦ +000000000.00 ¦ +000083915.18 ¦ +000083915.18 ¦ +000071753.03 ¦ -000000427.51 ¦ -000000427.51 ¦ +000000000.00 ¦ -000000427.51 ¦ -000000427.51 ¦ -000000351.32 ¦ +000000000.00 ¦ +000000000.00 ¦ +000000000.00 ¦ -000006173.49 ¦ +000000000.00 ¦ +000000000.00 ¦ +000000000.00 ¦ +000000000.00 ¦ +000000000.00 ¦ +000000000.00 ¦ +000000000.00 ¦ +000000000.00 ¦ +000000000.00 ¦ +000000000.00 ¦ +000000000.00 ¦ +000000000.00 ¦ +000000000.00 ¦ +000000000.00 ¦ +000000000.00 ¦ +000000000.00 ¦ +000000000.00 ¦ +000000000.00 ¦ +000000000.00 ¦ +000000000.00 ¦ +000000000.00 ¦ +000000000.00 ¦ +000000000.00 ¦ +000000000.00 ¦ +000000000.00 ¦ +000000000.00 ¦ +000000000.00 ¦ +000000000.00 ¦ +000000000.00 ¦ +000000000.00 ¦ +000000000.00 ¦ +000000000.00 ¦ +000000000.00 ¦ +000000000.00 ¦ +000151330.91 ¦ +000000000.00 ¦ +000000000.00 ¦ +000000000.00 ¦ +000000000.00 ¦ +000000000.00 ¦ +000036541.38 ¦ +000000000.00 ¦ +000000000.00 ¦ -000043324.85 ¦ -000380733.34 ¦ -000380733.34 ¦ +000333818.18 ¦ +000000000.00 ¦ +000000000.00 ¦ -000352799.37 ¦ -000441297.86 ¦ +000000000.00 ¦ +000304313.97 ¦ +000000000.00 ¦ +000000000.00 ¦ -000354533.00 ¦ +000000000.00 ¦ +000000000.00 ¦ +000000000.00 ¦ +000000000.00 ¦ +000000000.00 ¦ +000000000.00 ¦ -000115047.62 ¦ -000115047.62 ¦ +000000000.00 ¦ -000115047.62 ¦ -000115047.62 ¦ -000100643.62 ¦ -000109755.47 ¦ +000000000.00 ¦ +000000000.00 ¦ -000109755.47 ¦ -000109755.47 ¦ -000086628.42 ¦ +000000000.00 ¦ +000000000.00 ¦ -000935786.60 ¦ -001114633.40 ¦ -001114633.40 ¦ +000000000.00 ¦ | Eversource ¦ Standalone ¦ Customer Owned ¦ Residential Low Income ¦ Bids into FCM | Residential ¦ 2023 ¦ 25 | Eversource | Residential | Bids into FCM | 2023 | Residential Low Income
| UI ¦ Standalone ¦ Customer Owned ¦ Residential Non-LMI ¦ Does Not Bid into FCM ¦ Residential ¦ 2023 ¦ 25 | -000000933.24 ¦ -000000933.24 ¦ +000000000.00 ¦ -000000933.24 ¦ -000000933.24 ¦ -000000743.73 ¦ +000166900.07 ¦ +000166900.07 ¦ +000000000.00 ¦ +000166900.07 ¦ +000166900.07 ¦ +000101894.11 ¦ +000111266.71 ¦ +000000000.00 ¦ +000000000.00 ¦ +000111266.71 ¦ +000111266.71 ¦ +000067929.41 ¦ +000329445.53 ¦ +000329445.53 ¦ +000000000.00 ¦ +000329445.53 ¦ +000329445.53 ¦ +000256989.18 ¦ +000219630.35 ¦ +000000000.00 ¦ +000000000.00 ¦ +000219630.35 ¦ +000219630.35 ¦ +000171326.12 ¦ +000034806.85 ¦ +000034806.85 ¦ +000000000.00 ¦ +000034806.85 ¦ +000034806.85 ¦ +000028541.01 ¦ +000023204.56 ¦ +000000000.00 ¦ +000000000.00 ¦ +000023204.56 ¦ +000023204.56 ¦ +000019027.34 ¦ +000006103.51 ¦ +000006103.51 ¦ +000000000.00 ¦ +000006103.51 ¦ +000006103.51 ¦ +000004753.65 ¦ +000942301.38 ¦ +000942301.38 ¦ +000000000.00 ¦ +000942301.38 ¦ +000942301.38 ¦ +000600205.35 ¦ +000628200.92 ¦ +000000000.00 ¦ +000000000.00 ¦ +000628200.92 ¦ +000628200.92 ¦ +000400136.90 ¦ -000000641.27 ¦ -000000641.27 ¦ +000000000.00 ¦ -000000641.27 ¦ -000000641.27 ¦ -000000526.97 ¦ +000000000.00 ¦ +000000000.00 ¦ +000000000.00 ¦ -000009260.24 ¦ +000000000.00 ¦ +000000000.00 ¦ +000000000.00 ¦ +000000000.00 ¦ +000000000.00 ¦ +000000000.00 ¦ +000000000.00 ¦ +000000000.00 ¦ +000000000.00 ¦ +000000000.00 ¦ +000000000.00 ¦ +000000000.00 ¦ +000000000.00 ¦ +000000000.00 ¦ +000000000.00 ¦ +000000000.00 ¦ +000000000.00 ¦ +000000000.00 ¦ +000000000.00 ¦ +000000000.00 ¦ +000000000.00 ¦ +000000000.00 ¦ +000000000.00 ¦ +000000000.00 ¦ +000000000.00 ¦ +000000000.00 ¦ +000000000.00 ¦ +000000000.00 ¦ +000000000.00 ¦ +000000000.00 ¦ +000000000.00 ¦ +000000000.00 ¦ +000000000.00 ¦ +000000000.00 ¦ +000226996.36 ¦ +000000000.00 ¦ +000000000.00 ¦ +000000000.00 ¦ +000000000.00 ¦ +000000000.00 ¦ +000097693.15 ¦ +000000000.00 ¦ +000000000.00 ¦ -000115828.71 ¦ -000285550.00 ¦ -000285550.00 ¦ +000250363.64 ¦ +000000000.00 ¦ +000000000.00 ¦ -000264599.53 ¦ -000661946.80 ¦ +000000000.00 ¦ +000456470.96 ¦ +000000000.00 ¦ +000000000.00 ¦ -000531799.50 ¦ +000000000.00 ¦ +000000000.00 ¦ +000000000.00 ¦ +000000000.00 ¦ +000000000.00 ¦ +000000000.00 ¦ -000172571.43 ¦ -000172571.43 ¦ +000000000.00 ¦ -000172571.43 ¦ -000172571.43 ¦ -000150965.43 ¦ -000656602.19 ¦ +000000000.00 ¦ +000000000.00 ¦ -000656602.19 ¦ -000656602.19 ¦ -000496301.62 ¦ +000000000.00 ¦ +000000000.00 ¦ -001403679.91 ¦ -001671950.10 ¦ -001671950.10 ¦ +000000000.00 ¦ | UI ¦ Standalone ¦ Customer Owned ¦ Residential Non-LMI ¦ Does Not Bid into FCM | Residential ¦ 2023 ¦ 25 | UI | Residential | Does Not Bid into FCM | 2023 | Residential Non-LMI
| UI ¦ Standalone ¦ Customer Owned ¦ Residential Non-LMI ¦ Bids into FCM ¦ Residential ¦ 2023 ¦ 25 | -000000933.24 ¦ -000000933.24 ¦ +000000000.00 ¦ -000000933.24 ¦ -000000933.24 ¦ -000000743.73 ¦ +000113240.66 ¦ +000113240.66 ¦ +000000000.00 ¦ +000113240.66 ¦ +000113240.66 ¦ +000087129.53 ¦ +000075493.78 ¦ +000000000.00 ¦ +000000000.00 ¦ +000075493.78 ¦ +000075493.78 ¦ +000058086.35 ¦ +000329445.53 ¦ +000329445.53 ¦ +000000000.00 ¦ +000329445.53 ¦ +000329445.53 ¦ +000256989.18 ¦ +000219630.35 ¦ +000000000.00 ¦ +000000000.00 ¦ +000219630.35 ¦ +000219630.35 ¦ +000171326.12 ¦ +000002280.87 ¦ +000002280.87 ¦ +000000000.00 ¦ +000002280.87 ¦ +000002280.87 ¦ +000001951.74 ¦ +000001520.58 ¦ +000000000.00 ¦ +000000000.00 ¦ +000001520.58 ¦ +000001520.58 ¦ +000001301.16 ¦ +000006103.51 ¦ +000006103.51 ¦ +000000000.00 ¦ +000006103.51 ¦ +000006103.51 ¦ +000004753.65 ¦ +000188809.15 ¦ +000188809.15 ¦ +000000000.00 ¦ +000188809.15 ¦ +000188809.15 ¦ +000161444.32 ¦ +000125872.77 ¦ +000000000.00 ¦ +000000000.00 ¦ +000125872.77 ¦ +000125872.77 ¦ +000107629.55 ¦ -000000641.27 ¦ -000000641.27 ¦ +000000000.00 ¦ -000000641.27 ¦ -000000641.27 ¦ -000000526.97 ¦ +000000000.00 ¦ +000000000.00 ¦ +000000000.00 ¦ -000009260.24 ¦ +000000000.00 ¦ +000000000.00 ¦ +000000000.00 ¦ +000000000.00 ¦ +000000000.00 ¦ +000000000.00 ¦ +000000000.00 ¦ +000000000.00 ¦ +000000000.00 ¦ +000000000.00 ¦ +000000000.00 ¦ +000000000.00 ¦ +000000000.00 ¦ +000000000.00 ¦ +000000000.00 ¦ +000000000.00 ¦ +000000000.00 ¦ +000000000.00 ¦ +000000000.00 ¦ +000000000.00 ¦ +000000000.00 ¦ +000000000.00 ¦ +000000000.00 ¦ +000000000.00 ¦ +000000000.00 ¦ +000000000.00 ¦ +000000000.00 ¦ +000000000.00 ¦ +000000000.00 ¦ +000000000.00 ¦ +000000000.00 ¦ +000000000.00 ¦ +000000000.00 ¦ +000000000.00 ¦ +000226996.36 ¦ +000000000.00 ¦ +000000000.00 ¦ +000000000.00 ¦ +000000000.00 ¦ +000000000.00 ¦ +000097693.15 ¦ +000000000.00 ¦ +000000000.00 ¦ -000115828.71 ¦ -000285550.00 ¦ -000285550.00 ¦ +000250363.64 ¦ +000000000.00 ¦ +000000000.00 ¦ -000264599.53 ¦ -000661946.80 ¦ +000000000.00 ¦ +000456470.96 ¦ +000000000.00 ¦ +000000000.00 ¦ -000531799.50 ¦ +000000000.00 ¦ +000000000.00 ¦ +000000000.00 ¦ +000000000.00 ¦ +000000000.00 ¦ +000000000.00 ¦ -000172571.43 ¦ -000172571.43 ¦ +000000000.00 ¦ -000172571.43 ¦ -000172571.43 ¦ -000150965.43 ¦ -000656602.19 ¦ +000000000.00 ¦ +000000000.00 ¦ -000656602.19 ¦ -000656602.19 ¦ -000496301.62 ¦ +000000000.00 ¦ +000000000.00 ¦ -001403679.91 ¦ -001671950.10 ¦ -001671950.10 ¦ +000000000.00 ¦ | UI ¦ Standalone ¦ Customer Owned ¦ Residential Non-LMI ¦ Bids into FCM | Residential ¦ 2023 ¦ 25 | UI | Residential | Bids into FCM | 2023 | Residential Non-LMI
| UI ¦ Standalone ¦ Customer Owned ¦ Residential Underserved ¦ Does Not Bid into FCM ¦ Residential ¦ 2023 ¦ 25 | -000000466.62 ¦ -000000466.62 ¦ +000000000.00 ¦ -000000466.62 ¦ -000000466.62 ¦ -000000371.87 ¦ +000083450.03 ¦ +000083450.03 ¦ +000000000.00 ¦ +000083450.03 ¦ +000083450.03 ¦ +000050947.06 ¦ +000055633.36 ¦ +000000000.00 ¦ +000000000.00 ¦ +000055633.36 ¦ +000055633.36 ¦ +000033964.70 ¦ +000164722.76 ¦ +000164722.76 ¦ +000000000.00 ¦ +000164722.76 ¦ +000164722.76 ¦ +000128494.59 ¦ +000109815.18 ¦ +000000000.00 ¦ +000000000.00 ¦ +000109815.18 ¦ +000109815.18 ¦ +000085663.06 ¦ +000017403.42 ¦ +000017403.42 ¦ +000000000.00 ¦ +000017403.42 ¦ +000017403.42 ¦ +000014270.50 ¦ +000011602.28 ¦ +000000000.00 ¦ +000000000.00 ¦ +000011602.28 ¦ +000011602.28 ¦ +000009513.67 ¦ +000003051.76 ¦ +000003051.76 ¦ +000000000.00 ¦ +000003051.76 ¦ +000003051.76 ¦ +000002376.82 ¦ +000471150.69 ¦ +000471150.69 ¦ +000000000.00 ¦ +000471150.69 ¦ +000471150.69 ¦ +000300102.67 ¦ +000314100.46 ¦ +000000000.00 ¦ +000000000.00 ¦ +000314100.46 ¦ +000314100.46 ¦ +000200068.45 ¦ -000000320.64 ¦ -000000320.64 ¦ +000000000.00 ¦ -000000320.64 ¦ -000000320.64 ¦ -000000263.49 ¦ +000000000.00 ¦ +000000000.00 ¦ +000000000.00 ¦ -000004630.12 ¦ +000000000.00 ¦ +000000000.00 ¦ +000000000.00 ¦ +000000000.00 ¦ +000000000.00 ¦ +000000000.00 ¦ +000000000.00 ¦ +000000000.00 ¦ +000000000.00 ¦ +000000000.00 ¦ +000000000.00 ¦ +000000000.00 ¦ +000000000.00 ¦ +000000000.00 ¦ +000000000.00 ¦ +000000000.00 ¦ +000000000.00 ¦ +000000000.00 ¦ +000000000.00 ¦ +000000000.00 ¦ +000000000.00 ¦ +000000000.00 ¦ +000000000.00 ¦ +000000000.00 ¦ +000000000.00 ¦ +000000000.00 ¦ +000000000.00 ¦ +000000000.00 ¦ +000000000.00 ¦ +000000000.00 ¦ +000000000.00 ¦ +000000000.00 ¦ +000000000.00 ¦ +000000000.00 ¦ +000113498.18 ¦ +000000000.00 ¦ +000000000.00 ¦ +000000000.00 ¦ +000000000.00 ¦ +000000000.00 ¦ +000048846.57 ¦ +000000000.00 ¦ +000000000.00 ¦ -000057914.35 ¦ -000214162.50 ¦ -000214162.50 ¦ +000187772.73 ¦ +000000000.00 ¦ +000000000.00 ¦ -000198449.65 ¦ -000330973.40 ¦ +000000000.00 ¦ +000228235.48 ¦ +000000000.00 ¦ +000000000.00 ¦ -000265899.75 ¦ +000000000.00 ¦ +000000000.00 ¦ +000000000.00 ¦ +000000000.00 ¦ +000000000.00 ¦ +000000000.00 ¦ -000086285.71 ¦ -000086285.71 ¦ +000000000.00 ¦ -000086285.71 ¦ -000086285.71 ¦ -000075482.71 ¦ -000328301.09 ¦ +000000000.00 ¦ +000000000.00 ¦ -000328301.09 ¦ -000328301.09 ¦ -000248150.81 ¦ +000000000.00 ¦ +000000000.00 ¦ -000701839.95 ¦ -000835975.05 ¦ -000835975.05 ¦ +000000000.00 ¦ | UI ¦ Standalone ¦ Customer Owned ¦ Residential Underserved ¦ Does Not Bid into FCM | Residential ¦ 2023 ¦ 25 | UI | Residential | Does Not Bid into FCM | 2023 | Residential Underserved
| UI ¦ Standalone ¦ Customer Owned ¦ Residential Underserved ¦ Bids into FCM ¦ Residential ¦ 2023 ¦ 25 | -000000466.62 ¦ -000000466.62 ¦ +000000000.00 ¦ -000000466.62 ¦ -000000466.62 ¦ -000000371.87 ¦ +000056620.33 ¦ +000056620.33 ¦ +000000000.00 ¦ +000056620.33 ¦ +000056620.33 ¦ +000043564.77 ¦ +000037746.89 ¦ +000000000.00 ¦ +000000000.00 ¦ +000037746.89 ¦ +000037746.89 ¦ +000029043.18 ¦ +000164722.76 ¦ +000164722.76 ¦ +000000000.00 ¦ +000164722.76 ¦ +000164722.76 ¦ +000128494.59 ¦ +000109815.18 ¦ +000000000.00 ¦ +000000000.00 ¦ +000109815.18 ¦ +000109815.18 ¦ +000085663.06 ¦ +000001140.44 ¦ +000001140.44 ¦ +000000000.00 ¦ +000001140.44 ¦ +000001140.44 ¦ +000000975.87 ¦ +000000760.29 ¦ +000000000.00 ¦ +000000000.00 ¦ +000000760.29 ¦ +000000760.29 ¦ +000000650.58 ¦ +000003051.76 ¦ +000003051.76 ¦ +000000000.00 ¦ +000003051.76 ¦ +000003051.76 ¦ +000002376.82 ¦ +000094404.57 ¦ +000094404.57 ¦ +000000000.00 ¦ +000094404.57 ¦ +000094404.57 ¦ +000080722.16 ¦ +000062936.38 ¦ +000000000.00 ¦ +000000000.00 ¦ +000062936.38 ¦ +000062936.38 ¦ +000053814.77 ¦ -000000320.64 ¦ -000000320.64 ¦ +000000000.00 ¦ -000000320.64 ¦ -000000320.64 ¦ -000000263.49 ¦ +000000000.00 ¦ +000000000.00 ¦ +000000000.00 ¦ -000004630.12 ¦ +000000000.00 ¦ +000000000.00 ¦ +000000000.00 ¦ +000000000.00 ¦ +000000000.00 ¦ +000000000.00 ¦ +000000000.00 ¦ +000000000.00 ¦ +000000000.00 ¦ +000000000.00 ¦ +000000000.00 ¦ +000000000.00 ¦ +000000000.00 ¦ +000000000.00 ¦ +000000000.00 ¦ +000000000.00 ¦ +000000000.00 ¦ +000000000.00 ¦ +000000000.00 ¦ +000000000.00 ¦ +000000000.00 ¦ +000000000.00 ¦ +000000000.00 ¦ +000000000.00 ¦ +000000000.00 ¦ +000000000.00 ¦ +000000000.00 ¦ +000000000.00 ¦ +000000000.00 ¦ +000000000.00 ¦ +000000000.00 ¦ +000000000.00 ¦ +000000000.00 ¦ +000000000.00 ¦ +000113498.18 ¦ +000000000.00 ¦ +000000000.00 ¦ +000000000.00 ¦ +000000000.00 ¦ +000000000.00 ¦ +000048846.57 ¦ +000000000.00 ¦ +000000000.00 ¦ -000057914.35 ¦ -000214162.50 ¦ -000214162.50 ¦ +000187772.73 ¦ +000000000.00 ¦ +000000000.00 ¦ -000198449.65 ¦ -000330973.40 ¦ +000000000.00 ¦ +000228235.48 ¦ +000000000.00 ¦ +000000000.00 ¦ -000265899.75 ¦ +000000000.00 ¦ +000000000.00 ¦ +000000000.00 ¦ +000000000.00 ¦ +000000000.00 ¦ +000000000.00 ¦ -000086285.71 ¦ -000086285.71 ¦ +000000000.00 ¦ -000086285.71 ¦ -000086285.71 ¦ -000075482.71 ¦ -000328301.09 ¦ +000000000.00 ¦ +000000000.00 ¦ -000328301.09 ¦ -000328301.09 ¦ -000248150.81 ¦ +000000000.00 ¦ +000000000.00 ¦ -000701839.95 ¦ -000835975.05 ¦ -000835975.05 ¦ +000000000.00 ¦ | UI ¦ Standalone ¦ Customer Owned ¦ Residential Underserved ¦ Bids into FCM | Residential ¦ 2023 ¦ 25 | UI | Residential | Bids into FCM | 2023 | Residential Underserved
| UI ¦ Standalone ¦ Customer Owned ¦ Residential Low Income ¦ Does Not Bid into FCM ¦ Residential ¦ 2023 ¦ 25 | -000000155.54 ¦ -000000155.54 ¦ +000000000.00 ¦ -000000155.54 ¦ -000000155.54 ¦ -000000123.96 ¦ +000027816.68 ¦ +000027816.68 ¦ +000000000.00 ¦ +000027816.68 ¦ +000027816.68 ¦ +000016982.35 ¦ +000018544.45 ¦ +000000000.00 ¦ +000000000.00 ¦ +000018544.45 ¦ +000018544.45 ¦ +000011321.57 ¦ +000054907.59 ¦ +000054907.59 ¦ +000000000.00 ¦ +000054907.59 ¦ +000054907.59 ¦ +000042831.53 ¦ +000036605.06 ¦ +000000000.00 ¦ +000000000.00 ¦ +000036605.06 ¦ +000036605.06 ¦ +000028554.35 ¦ +000005801.14 ¦ +000005801.14 ¦ +000000000.00 ¦ +000005801.14 ¦ +000005801.14 ¦ +000004756.83 ¦ +000003867.43 ¦ +000000000.00 ¦ +000000000.00 ¦ +000003867.43 ¦ +000003867.43 ¦ +000003171.22 ¦ +000001017.25 ¦ +000001017.25 ¦ +000000000.00 ¦ +000001017.25 ¦ +000001017.25 ¦ +000000792.27 ¦ +000157050.23 ¦ +000157050.23 ¦ +000000000.00 ¦ +000157050.23 ¦ +000157050.23 ¦ +000100034.22 ¦ +000104700.15 ¦ +000000000.00 ¦ +000000000.00 ¦ +000104700.15 ¦ +000104700.15 ¦ +000066689.48 ¦ -000000106.88 ¦ -000000106.88 ¦ +000000000.00 ¦ -000000106.88 ¦ -000000106.88 ¦ -000000087.83 ¦ +000000000.00 ¦ +000000000.00 ¦ +000000000.00 ¦ -000001543.37 ¦ +000000000.00 ¦ +000000000.00 ¦ +000000000.00 ¦ +000000000.00 ¦ +000000000.00 ¦ +000000000.00 ¦ +000000000.00 ¦ +000000000.00 ¦ +000000000.00 ¦ +000000000.00 ¦ +000000000.00 ¦ +000000000.00 ¦ +000000000.00 ¦ +000000000.00 ¦ +000000000.00 ¦ +000000000.00 ¦ +000000000.00 ¦ +000000000.00 ¦ +000000000.00 ¦ +000000000.00 ¦ +000000000.00 ¦ +000000000.00 ¦ +000000000.00 ¦ +000000000.00 ¦ +000000000.00 ¦ +000000000.00 ¦ +000000000.00 ¦ +000000000.00 ¦ +000000000.00 ¦ +000000000.00 ¦ +000000000.00 ¦ +000000000.00 ¦ +000000000.00 ¦ +000000000.00 ¦ +000037832.73 ¦ +000000000.00 ¦ +000000000.00 ¦ +000000000.00 ¦ +000000000.00 ¦ +000000000.00 ¦ +000016282.19 ¦ +000000000.00 ¦ +000000000.00 ¦ -000019304.78 ¦ -000095183.33 ¦ -000095183.33 ¦ +000083454.55 ¦ +000000000.00 ¦ +000000000.00 ¦ -000088199.84 ¦ -000110324.47 ¦ +000000000.00 ¦ +000076078.49 ¦ +000000000.00 ¦ +000000000.00 ¦ -000088633.25 ¦ +000000000.00 ¦ +000000000.00 ¦ +000000000.00 ¦ +000000000.00 ¦ +000000000.00 ¦ +000000000.00 ¦ -000028761.90 ¦ -000028761.90 ¦ +000000000.00 ¦ -000028761.90 ¦ -000028761.90 ¦ -000025160.90 ¦ -000109433.70 ¦ +000000000.00 ¦ +000000000.00 ¦ -000109433.70 ¦ -000109433.70 ¦ -000082716.94 ¦ +000000000.00 ¦ +000000000.00 ¦ -000233946.65 ¦ -000278658.35 ¦ -000278658.35 ¦ +000000000.00 ¦ | UI ¦ Standalone ¦ Customer Owned ¦ Residential Low Income ¦ Does Not Bid into FCM | Residential ¦ 2023 ¦ 25 | UI | Residential | Does Not Bid into FCM | 2023 | Residential Low Income
| UI ¦ Standalone ¦ Customer Owned ¦ Residential Low Income ¦ Bids into FCM ¦ Residential ¦ 2023 ¦ 25 | -000000155.54 ¦ -000000155.54 ¦ +000000000.00 ¦ -000000155.54 ¦ -000000155.54 ¦ -000000123.96 ¦ +000018873.44 ¦ +000018873.44 ¦ +000000000.00 ¦ +000018873.44 ¦ +000018873.44 ¦ +000014521.59 ¦ +000012582.30 ¦ +000000000.00 ¦ +000000000.00 ¦ +000012582.30 ¦ +000012582.30 ¦ +000009681.06 ¦ +000054907.59 ¦ +000054907.59 ¦ +000000000.00 ¦ +000054907.59 ¦ +000054907.59 ¦ +000042831.53 ¦ +000036605.06 ¦ +000000000.00 ¦ +000000000.00 ¦ +000036605.06 ¦ +000036605.06 ¦ +000028554.35 ¦ +000000380.15 ¦ +000000380.15 ¦ +000000000.00 ¦ +000000380.15 ¦ +000000380.15 ¦ +000000325.29 ¦ +000000253.43 ¦ +000000000.00 ¦ +000000000.00 ¦ +000000253.43 ¦ +000000253.43 ¦ +000000216.86 ¦ +000001017.25 ¦ +000001017.25 ¦ +000000000.00 ¦ +000001017.25 ¦ +000001017.25 ¦ +000000792.27 ¦ +000031468.19 ¦ +000031468.19 ¦ +000000000.00 ¦ +000031468.19 ¦ +000031468.19 ¦ +000026907.39 ¦ +000020978.79 ¦ +000000000.00 ¦ +000000000.00 ¦ +000020978.79 ¦ +000020978.79 ¦ +000017938.26 ¦ -000000106.88 ¦ -000000106.88 ¦ +000000000.00 ¦ -000000106.88 ¦ -000000106.88 ¦ -000000087.83 ¦ +000000000.00 ¦ +000000000.00 ¦ +000000000.00 ¦ -000001543.37 ¦ +000000000.00 ¦ +000000000.00 ¦ +000000000.00 ¦ +000000000.00 ¦ +000000000.00 ¦ +000000000.00 ¦ +000000000.00 ¦ +000000000.00 ¦ +000000000.00 ¦ +000000000.00 ¦ +000000000.00 ¦ +000000000.00 ¦ +000000000.00 ¦ +000000000.00 ¦ +000000000.00 ¦ +000000000.00 ¦ +000000000.00 ¦ +000000000.00 ¦ +000000000.00 ¦ +000000000.00 ¦ +000000000.00 ¦ +000000000.00 ¦ +000000000.00 ¦ +000000000.00 ¦ +000000000.00 ¦ +000000000.00 ¦ +000000000.00 ¦ +000000000.00 ¦ +000000000.00 ¦ +000000000.00 ¦ +000000000.00 ¦ +000000000.00 ¦ +000000000.00 ¦ +000000000.00 ¦ +000037832.73 ¦ +000000000.00 ¦ +000000000.00 ¦ +000000000.00 ¦ +000000000.00 ¦ +000000000.00 ¦ +000016282.19 ¦ +000000000.00 ¦ +000000000.00 ¦ -000019304.78 ¦ -000095183.33 ¦ -000095183.33 ¦ +000083454.55 ¦ +000000000.00 ¦ +000000000.00 ¦ -000088199.84 ¦ -000110324.47 ¦ +000000000.00 ¦ +000076078.49 ¦ +000000000.00 ¦ +000000000.00 ¦ -000088633.25 ¦ +000000000.00 ¦ +000000000.00 ¦ +000000000.00 ¦ +000000000.00 ¦ +000000000.00 ¦ +000000000.00 ¦ -000028761.90 ¦ -000028761.90 ¦ +000000000.00 ¦ -000028761.90 ¦ -000028761.90 ¦ -000025160.90 ¦ -000109433.70 ¦ +000000000.00 ¦ +000000000.00 ¦ -000109433.70 ¦ -000109433.70 ¦ -000082716.94 ¦ +000000000.00 ¦ +000000000.00 ¦ -000233946.65 ¦ -000278658.35 ¦ -000278658.35 ¦ +000000000.00 ¦ | UI ¦ Standalone ¦ Customer Owned ¦ Residential Low Income ¦ Bids into FCM | Residential ¦ 2023 ¦ 25 | UI | Residential | Bids into FCM | 2023 | Residential Low Income
| Eversource ¦ Standalone ¦ Customer Owned ¦ Residential Non-LMI ¦ Does Not Bid into FCM ¦ Residential ¦ 2024 ¦ 25 | -000001080.18 ¦ -000001080.18 ¦ +000000000.00 ¦ -000001080.18 ¦ -000001080.18 ¦ -000000824.85 ¦ +000244800.68 ¦ +000244800.68 ¦ +000000000.00 ¦ +000244800.68 ¦ +000244800.68 ¦ +000143972.88 ¦ +000163200.45 ¦ +000000000.00 ¦ +000000000.00 ¦ +000163200.45 ¦ +000163200.45 ¦ +000095981.92 ¦ +000474541.13 ¦ +000474541.13 ¦ +000000000.00 ¦ +000474541.13 ¦ +000474541.13 ¦ +000356335.04 ¦ +000316360.75 ¦ +000000000.00 ¦ +000000000.00 ¦ +000316360.75 ¦ +000316360.75 ¦ +000237556.69 ¦ +000052624.59 ¦ +000052624.59 ¦ +000000000.00 ¦ +000052624.59 ¦ +000052624.59 ¦ +000041541.87 ¦ +000035083.06 ¦ +000000000.00 ¦ +000000000.00 ¦ +000035083.06 ¦ +000035083.06 ¦ +000027694.58 ¦ +000009223.26 ¦ +000009223.26 ¦ +000000000.00 ¦ +000009223.26 ¦ +000009223.26 ¦ +000006899.88 ¦ +001884814.62 ¦ +001884814.62 ¦ +000000000.00 ¦ +001884814.62 ¦ +001884814.62 ¦ +001172469.31 ¦ +001256543.08 ¦ +000000000.00 ¦ +000000000.00 ¦ +001256543.08 ¦ +001256543.08 ¦ +000781646.21 ¦ -000000926.21 ¦ -000000926.21 ¦ +000000000.00 ¦ -000000926.21 ¦ -000000926.21 ¦ -000000730.38 ¦ +000000000.00 ¦ +000000000.00 ¦ +000000000.00 ¦ -000011142.40 ¦ +000000000.00 ¦ +000000000.00 ¦ +000000000.00 ¦ +000000000.00 ¦ +000000000.00 ¦ +000000000.00 ¦ +000000000.00 ¦ +000000000.00 ¦ +000000000.00 ¦ +000000000.00 ¦ +000000000.00 ¦ +000000000.00 ¦ +000000000.00 ¦ +000000000.00 ¦ +000000000.00 ¦ +000000000.00 ¦ +000000000.00 ¦ +000000000.00 ¦ +000000000.00 ¦ +000000000.00 ¦ +000000000.00 ¦ +000000000.00 ¦ +000000000.00 ¦ +000000000.00 ¦ +000000000.00 ¦ +000000000.00 ¦ +000000000.00 ¦ +000000000.00 ¦ +000000000.00 ¦ +000000000.00 ¦ +000000000.00 ¦ +000000000.00 ¦ +000000000.00 ¦ +000000000.00 ¦ +000306163.69 ¦ +000000000.00 ¦ +000000000.00 ¦ +000000000.00 ¦ +000000000.00 ¦ +000000000.00 ¦ +000074290.74 ¦ +000000000.00 ¦ +000000000.00 ¦ -000090551.52 ¦ -000403248.02 ¦ -000403248.02 ¦ +000331059.35 ¦ +000000000.00 ¦ +000000000.00 ¦ -000359693.50 ¦ -000934788.06 ¦ +000000000.00 ¦ +000603597.96 ¦ +000000000.00 ¦ +000000000.00 ¦ -000722922.01 ¦ +000000000.00 ¦ +000000000.00 ¦ +000000000.00 ¦ +000000000.00 ¦ +000000000.00 ¦ +000000000.00 ¦ -000135806.20 ¦ -000135806.20 ¦ +000000000.00 ¦ -000135806.20 ¦ -000135806.20 ¦ -000110558.81 ¦ -000236036.42 ¦ +000000000.00 ¦ +000000000.00 ¦ -000236036.42 ¦ -000236036.42 ¦ -000174844.69 ¦ +000000000.00 ¦ +000000000.00 ¦ -001799203.80 ¦ -002289418.44 ¦ -002289418.44 ¦ +000000000.00 ¦ | Eversource ¦ Standalone ¦ Customer Owned ¦ Residential Non-LMI ¦ Does Not Bid into FCM | Residential ¦ 2024 ¦ 25 | Eversource | Residential | Does Not Bid into FCM | 2024 | Residential Non-LMI
| Eversource ¦ Standalone ¦ Customer Owned ¦ Residential Non-LMI ¦ Bids into FCM ¦ Residential ¦ 2024 ¦ 25 | -000001080.18 ¦ -000001080.18 ¦ +000000000.00 ¦ -000001080.18 ¦ -000001080.18 ¦ -000000824.85 ¦ +000169863.16 ¦ +000169863.16 ¦ +000000000.00 ¦ +000169863.16 ¦ +000169863.16 ¦ +000125949.98 ¦ +000113242.11 ¦ +000000000.00 ¦ +000000000.00 ¦ +000113242.11 ¦ +000113242.11 ¦ +000083966.65 ¦ +000474541.13 ¦ +000474541.13 ¦ +000000000.00 ¦ +000474541.13 ¦ +000474541.13 ¦ +000356335.04 ¦ +000316360.75 ¦ +000000000.00 ¦ +000000000.00 ¦ +000316360.75 ¦ +000316360.75 ¦ +000237556.69 ¦ +000003609.54 ¦ +000003609.54 ¦ +000000000.00 ¦ +000003609.54 ¦ +000003609.54 ¦ +000002971.36 ¦ +000002406.36 ¦ +000000000.00 ¦ +000000000.00 ¦ +000002406.36 ¦ +000002406.36 ¦ +000001980.91 ¦ +000009223.26 ¦ +000009223.26 ¦ +000000000.00 ¦ +000009223.26 ¦ +000009223.26 ¦ +000006899.88 ¦ +000299770.16 ¦ +000299770.16 ¦ +000000000.00 ¦ +000299770.16 ¦ +000299770.16 ¦ +000246580.08 ¦ +000199846.78 ¦ +000000000.00 ¦ +000000000.00 ¦ +000199846.78 ¦ +000199846.78 ¦ +000164386.72 ¦ -000000926.21 ¦ -000000926.21 ¦ +000000000.00 ¦ -000000926.21 ¦ -000000926.21 ¦ -000000730.38 ¦ +000000000.00 ¦ +000000000.00 ¦ +000000000.00 ¦ -000011142.40 ¦ +000000000.00 ¦ +000000000.00 ¦ +000000000.00 ¦ +000000000.00 ¦ +000000000.00 ¦ +000000000.00 ¦ +000000000.00 ¦ +000000000.00 ¦ +000000000.00 ¦ +000000000.00 ¦ +000000000.00 ¦ +000000000.00 ¦ +000000000.00 ¦ +000000000.00 ¦ +000000000.00 ¦ +000000000.00 ¦ +000000000.00 ¦ +000000000.00 ¦ +000000000.00 ¦ +000000000.00 ¦ +000000000.00 ¦ +000000000.00 ¦ +000000000.00 ¦ +000000000.00 ¦ +000000000.00 ¦ +000000000.00 ¦ +000000000.00 ¦ +000000000.00 ¦ +000000000.00 ¦ +000000000.00 ¦ +000000000.00 ¦ +000000000.00 ¦ +000000000.00 ¦ +000000000.00 ¦ +000306163.69 ¦ +000000000.00 ¦ +000000000.00 ¦ +000000000.00 ¦ +000000000.00 ¦ +000000000.00 ¦ +000074290.74 ¦ +000000000.00 ¦ +000000000.00 ¦ -000090551.52 ¦ -000403248.02 ¦ -000403248.02 ¦ +000331059.35 ¦ +000000000.00 ¦ +000000000.00 ¦ -000359693.50 ¦ -000934788.06 ¦ +000000000.00 ¦ +000603597.96 ¦ +000000000.00 ¦ +000000000.00 ¦ -000722922.01 ¦ +000000000.00 ¦ +000000000.00 ¦ +000000000.00 ¦ +000000000.00 ¦ +000000000.00 ¦ +000000000.00 ¦ -000135806.20 ¦ -000135806.20 ¦ +000000000.00 ¦ -000135806.20 ¦ -000135806.20 ¦ -000110558.81 ¦ -000236036.42 ¦ +000000000.00 ¦ +000000000.00 ¦ -000236036.42 ¦ -000236036.42 ¦ -000174844.69 ¦ +000000000.00 ¦ +000000000.00 ¦ -001799203.80 ¦ -002289418.44 ¦ -002289418.44 ¦ +000000000.00 ¦ | Eversource ¦ Standalone ¦ Customer Owned ¦ Residential Non-LMI ¦ Bids into FCM | Residential ¦ 2024 ¦ 25 | Eversource | Residential | Bids into FCM | 2024 | Residential Non-LMI
| Eversource ¦ Standalone ¦ Customer Owned ¦ Residential Underserved ¦ Does Not Bid into FCM ¦ Residential ¦ 2024 ¦ 25 | -000000540.09 ¦ -000000540.09 ¦ +000000000.00 ¦ -000000540.09 ¦ -000000540.09 ¦ -000000412.43 ¦ +000122400.34 ¦ +000122400.34 ¦ +000000000.00 ¦ +000122400.34 ¦ +000122400.34 ¦ +000071986.44 ¦ +000081600.23 ¦ +000000000.00 ¦ +000000000.00 ¦ +000081600.23 ¦ +000081600.23 ¦ +000047990.96 ¦ +000237270.57 ¦ +000237270.57 ¦ +000000000.00 ¦ +000237270.57 ¦ +000237270.57 ¦ +000178167.52 ¦ +000158180.38 ¦ +000000000.00 ¦ +000000000.00 ¦ +000158180.38 ¦ +000158180.38 ¦ +000118778.35 ¦ +000026312.29 ¦ +000026312.29 ¦ +000000000.00 ¦ +000026312.29 ¦ +000026312.29 ¦ +000020770.93 ¦ +000017541.53 ¦ +000000000.00 ¦ +000000000.00 ¦ +000017541.53 ¦ +000017541.53 ¦ +000013847.29 ¦ +000004611.63 ¦ +000004611.63 ¦ +000000000.00 ¦ +000004611.63 ¦ +000004611.63 ¦ +000003449.94 ¦ +000942407.31 ¦ +000942407.31 ¦ +000000000.00 ¦ +000942407.31 ¦ +000942407.31 ¦ +000586234.66 ¦ +000628271.54 ¦ +000000000.00 ¦ +000000000.00 ¦ +000628271.54 ¦ +000628271.54 ¦ +000390823.10 ¦ -000000463.10 ¦ -000000463.10 ¦ +000000000.00 ¦ -000000463.10 ¦ -000000463.10 ¦ -000000365.19 ¦ +000000000.00 ¦ +000000000.00 ¦ +000000000.00 ¦ -000005571.20 ¦ +000000000.00 ¦ +000000000.00 ¦ +000000000.00 ¦ +000000000.00 ¦ +000000000.00 ¦ +000000000.00 ¦ +000000000.00 ¦ +000000000.00 ¦ +000000000.00 ¦ +000000000.00 ¦ +000000000.00 ¦ +000000000.00 ¦ +000000000.00 ¦ +000000000.00 ¦ +000000000.00 ¦ +000000000.00 ¦ +000000000.00 ¦ +000000000.00 ¦ +000000000.00 ¦ +000000000.00 ¦ +000000000.00 ¦ +000000000.00 ¦ +000000000.00 ¦ +000000000.00 ¦ +000000000.00 ¦ +000000000.00 ¦ +000000000.00 ¦ +000000000.00 ¦ +000000000.00 ¦ +000000000.00 ¦ +000000000.00 ¦ +000000000.00 ¦ +000000000.00 ¦ +000000000.00 ¦ +000153081.85 ¦ +000000000.00 ¦ +000000000.00 ¦ +000000000.00 ¦ +000000000.00 ¦ +000000000.00 ¦ +000037145.37 ¦ +000000000.00 ¦ +000000000.00 ¦ -000045275.76 ¦ -000302436.02 ¦ -000302436.02 ¦ +000248294.52 ¦ +000000000.00 ¦ +000000000.00 ¦ -000269770.12 ¦ -000467394.03 ¦ +000000000.00 ¦ +000301798.98 ¦ +000000000.00 ¦ +000000000.00 ¦ -000361461.01 ¦ +000000000.00 ¦ +000000000.00 ¦ +000000000.00 ¦ +000000000.00 ¦ +000000000.00 ¦ +000000000.00 ¦ -000067903.10 ¦ -000067903.10 ¦ +000000000.00 ¦ -000067903.10 ¦ -000067903.10 ¦ -000055279.41 ¦ -000118018.21 ¦ +000000000.00 ¦ +000000000.00 ¦ -000118018.21 ¦ -000118018.21 ¦ -000087422.34 ¦ +000000000.00 ¦ +000000000.00 ¦ -000899601.90 ¦ -001144709.22 ¦ -001144709.22 ¦ +000000000.00 ¦ | Eversource ¦ Standalone ¦ Customer Owned ¦ Residential Underserved ¦ Does Not Bid into FCM | Residential ¦ 2024 ¦ 25 | Eversource | Residential | Does Not Bid into FCM | 2024 | Residential Underserved
| Eversource ¦ Standalone ¦ Customer Owned ¦ Residential Underserved ¦ Bids into FCM ¦ Residential ¦ 2024 ¦ 25 | -000000540.09 ¦ -000000540.09 ¦ +000000000.00 ¦ -000000540.09 ¦ -000000540.09 ¦ -000000412.43 ¦ +000084931.58 ¦ +000084931.58 ¦ +000000000.00 ¦ +000084931.58 ¦ +000084931.58 ¦ +000062974.99 ¦ +000056621.05 ¦ +000000000.00 ¦ +000000000.00 ¦ +000056621.05 ¦ +000056621.05 ¦ +000041983.33 ¦ +000237270.57 ¦ +000237270.57 ¦ +000000000.00 ¦ +000237270.57 ¦ +000237270.57 ¦ +000178167.52 ¦ +000158180.38 ¦ +000000000.00 ¦ +000000000.00 ¦ +000158180.38 ¦ +000158180.38 ¦ +000118778.35 ¦ +000001804.77 ¦ +000001804.77 ¦ +000000000.00 ¦ +000001804.77 ¦ +000001804.77 ¦ +000001485.68 ¦ +000001203.18 ¦ +000000000.00 ¦ +000000000.00 ¦ +000001203.18 ¦ +000001203.18 ¦ +000000990.45 ¦ +000004611.63 ¦ +000004611.63 ¦ +000000000.00 ¦ +000004611.63 ¦ +000004611.63 ¦ +000003449.94 ¦ +000149885.08 ¦ +000149885.08 ¦ +000000000.00 ¦ +000149885.08 ¦ +000149885.08 ¦ +000123290.04 ¦ +000099923.39 ¦ +000000000.00 ¦ +000000000.00 ¦ +000099923.39 ¦ +000099923.39 ¦ +000082193.36 ¦ -000000463.10 ¦ -000000463.10 ¦ +000000000.00 ¦ -000000463.10 ¦ -000000463.10 ¦ -000000365.19 ¦ +000000000.00 ¦ +000000000.00 ¦ +000000000.00 ¦ -000005571.20 ¦ +000000000.00 ¦ +000000000.00 ¦ +000000000.00 ¦ +000000000.00 ¦ +000000000.00 ¦ +000000000.00 ¦ +000000000.00 ¦ +000000000.00 ¦ +000000000.00 ¦ +000000000.00 ¦ +000000000.00 ¦ +000000000.00 ¦ +000000000.00 ¦ +000000000.00 ¦ +000000000.00 ¦ +000000000.00 ¦ +000000000.00 ¦ +000000000.00 ¦ +000000000.00 ¦ +000000000.00 ¦ +000000000.00 ¦ +000000000.00 ¦ +000000000.00 ¦ +000000000.00 ¦ +000000000.00 ¦ +000000000.00 ¦ +000000000.00 ¦ +000000000.00 ¦ +000000000.00 ¦ +000000000.00 ¦ +000000000.00 ¦ +000000000.00 ¦ +000000000.00 ¦ +000000000.00 ¦ +000153081.85 ¦ +000000000.00 ¦ +000000000.00 ¦ +000000000.00 ¦ +000000000.00 ¦ +000000000.00 ¦ +000037145.37 ¦ +000000000.00 ¦ +000000000.00 ¦ -000045275.76 ¦ -000302436.02 ¦ -000302436.02 ¦ +000248294.52 ¦ +000000000.00 ¦ +000000000.00 ¦ -000269770.12 ¦ -000467394.03 ¦ +000000000.00 ¦ +000301798.98 ¦ +000000000.00 ¦ +000000000.00 ¦ -000361461.01 ¦ +000000000.00 ¦ +000000000.00 ¦ +000000000.00 ¦ +000000000.00 ¦ +000000000.00 ¦ +000000000.00 ¦ -000067903.10 ¦ -000067903.10 ¦ +000000000.00 ¦ -000067903.10 ¦ -000067903.10 ¦ -000055279.41 ¦ -000118018.21 ¦ +000000000.00 ¦ +000000000.00 ¦ -000118018.21 ¦ -000118018.21 ¦ -000087422.34 ¦ +000000000.00 ¦ +000000000.00 ¦ -000899601.90 ¦ -001144709.22 ¦ -001144709.22 ¦ +000000000.00 ¦ | Eversource ¦ Standalone ¦ Customer Owned ¦ Residential Underserved ¦ Bids into FCM | Residential ¦ 2024 ¦ 25 | Eversource | Residential | Bids into FCM | 2024 | Residential Underserved
| Eversource ¦ Standalone ¦ Customer Owned ¦ Residential Low Income ¦ Does Not Bid into FCM ¦ Residential ¦ 2024 ¦ 25 | -000000180.03 ¦ -000000180.03 ¦ +000000000.00 ¦ -000000180.03 ¦ -000000180.03 ¦ -000000137.48 ¦ +000040800.11 ¦ +000040800.11 ¦ +000000000.00 ¦ +000040800.11 ¦ +000040800.11 ¦ +000023995.48 ¦ +000027200.08 ¦ +000000000.00 ¦ +000000000.00 ¦ +000027200.08 ¦ +000027200.08 ¦ +000015996.99 ¦ +000079090.19 ¦ +000079090.19 ¦ +000000000.00 ¦ +000079090.19 ¦ +000079090.19 ¦ +000059389.17 ¦ +000052726.79 ¦ +000000000.00 ¦ +000000000.00 ¦ +000052726.79 ¦ +000052726.79 ¦ +000039592.78 ¦ +000008770.76 ¦ +000008770.76 ¦ +000000000.00 ¦ +000008770.76 ¦ +000008770.76 ¦ +000006923.64 ¦ +000005847.18 ¦ +000000000.00 ¦ +000000000.00 ¦ +000005847.18 ¦ +000005847.18 ¦ +000004615.76 ¦ +000001537.21 ¦ +000001537.21 ¦ +000000000.00 ¦ +000001537.21 ¦ +000001537.21 ¦ +000001149.98 ¦ +000314135.77 ¦ +000314135.77 ¦ +000000000.00 ¦ +000314135.77 ¦ +000314135.77 ¦ +000195411.55 ¦ +000209423.85 ¦ +000000000.00 ¦ +000000000.00 ¦ +000209423.85 ¦ +000209423.85 ¦ +000130274.37 ¦ -000000154.37 ¦ -000000154.37 ¦ +000000000.00 ¦ -000000154.37 ¦ -000000154.37 ¦ -000000121.73 ¦ +000000000.00 ¦ +000000000.00 ¦ +000000000.00 ¦ -000001857.07 ¦ +000000000.00 ¦ +000000000.00 ¦ +000000000.00 ¦ +000000000.00 ¦ +000000000.00 ¦ +000000000.00 ¦ +000000000.00 ¦ +000000000.00 ¦ +000000000.00 ¦ +000000000.00 ¦ +000000000.00 ¦ +000000000.00 ¦ +000000000.00 ¦ +000000000.00 ¦ +000000000.00 ¦ +000000000.00 ¦ +000000000.00 ¦ +000000000.00 ¦ +000000000.00 ¦ +000000000.00 ¦ +000000000.00 ¦ +000000000.00 ¦ +000000000.00 ¦ +000000000.00 ¦ +000000000.00 ¦ +000000000.00 ¦ +000000000.00 ¦ +000000000.00 ¦ +000000000.00 ¦ +000000000.00 ¦ +000000000.00 ¦ +000000000.00 ¦ +000000000.00 ¦ +000000000.00 ¦ +000051027.28 ¦ +000000000.00 ¦ +000000000.00 ¦ +000000000.00 ¦ +000000000.00 ¦ +000000000.00 ¦ +000012381.79 ¦ +000000000.00 ¦ +000000000.00 ¦ -000015091.92 ¦ -000134416.01 ¦ -000134416.01 ¦ +000110353.12 ¦ +000000000.00 ¦ +000000000.00 ¦ -000119897.83 ¦ -000155798.01 ¦ +000000000.00 ¦ +000100599.66 ¦ +000000000.00 ¦ +000000000.00 ¦ -000120487.00 ¦ +000000000.00 ¦ +000000000.00 ¦ +000000000.00 ¦ +000000000.00 ¦ +000000000.00 ¦ +000000000.00 ¦ -000022634.37 ¦ -000022634.37 ¦ +000000000.00 ¦ -000022634.37 ¦ -000022634.37 ¦ -000018426.47 ¦ -000039339.40 ¦ +000000000.00 ¦ +000000000.00 ¦ -000039339.40 ¦ -000039339.40 ¦ -000029140.78 ¦ +000000000.00 ¦ +000000000.00 ¦ -000299867.30 ¦ -000381569.74 ¦ -000381569.74 ¦ +000000000.00 ¦ | Eversource ¦ Standalone ¦ Customer Owned ¦ Residential Low Income ¦ Does Not Bid into FCM | Residential ¦ 2024 ¦ 25 | Eversource | Residential | Does Not Bid into FCM | 2024 | Residential Low Income
| Eversource ¦ Standalone ¦ Customer Owned ¦ Residential Low Income ¦ Bids into FCM ¦ Residential ¦ 2024 ¦ 25 | -000000180.03 ¦ -000000180.03 ¦ +000000000.00 ¦ -000000180.03 ¦ -000000180.03 ¦ -000000137.48 ¦ +000028310.53 ¦ +000028310.53 ¦ +000000000.00 ¦ +000028310.53 ¦ +000028310.53 ¦ +000020991.66 ¦ +000018873.68 ¦ +000000000.00 ¦ +000000000.00 ¦ +000018873.68 ¦ +000018873.68 ¦ +000013994.44 ¦ +000079090.19 ¦ +000079090.19 ¦ +000000000.00 ¦ +000079090.19 ¦ +000079090.19 ¦ +000059389.17 ¦ +000052726.79 ¦ +000000000.00 ¦ +000000000.00 ¦ +000052726.79 ¦ +000052726.79 ¦ +000039592.78 ¦ +000000601.59 ¦ +000000601.59 ¦ +000000000.00 ¦ +000000601.59 ¦ +000000601.59 ¦ +000000495.23 ¦ +000000401.06 ¦ +000000000.00 ¦ +000000000.00 ¦ +000000401.06 ¦ +000000401.06 ¦ +000000330.15 ¦ +000001537.21 ¦ +000001537.21 ¦ +000000000.00 ¦ +000001537.21 ¦ +000001537.21 ¦ +000001149.98 ¦ +000049961.69 ¦ +000049961.69 ¦ +000000000.00 ¦ +000049961.69 ¦ +000049961.69 ¦ +000041096.68 ¦ +000033307.80 ¦ +000000000.00 ¦ +000000000.00 ¦ +000033307.80 ¦ +000033307.80 ¦ +000027397.79 ¦ -000000154.37 ¦ -000000154.37 ¦ +000000000.00 ¦ -000000154.37 ¦ -000000154.37 ¦ -000000121.73 ¦ +000000000.00 ¦ +000000000.00 ¦ +000000000.00 ¦ -000001857.07 ¦ +000000000.00 ¦ +000000000.00 ¦ +000000000.00 ¦ +000000000.00 ¦ +000000000.00 ¦ +000000000.00 ¦ +000000000.00 ¦ +000000000.00 ¦ +000000000.00 ¦ +000000000.00 ¦ +000000000.00 ¦ +000000000.00 ¦ +000000000.00 ¦ +000000000.00 ¦ +000000000.00 ¦ +000000000.00 ¦ +000000000.00 ¦ +000000000.00 ¦ +000000000.00 ¦ +000000000.00 ¦ +000000000.00 ¦ +000000000.00 ¦ +000000000.00 ¦ +000000000.00 ¦ +000000000.00 ¦ +000000000.00 ¦ +000000000.00 ¦ +000000000.00 ¦ +000000000.00 ¦ +000000000.00 ¦ +000000000.00 ¦ +000000000.00 ¦ +000000000.00 ¦ +000000000.00 ¦ +000051027.28 ¦ +000000000.00 ¦ +000000000.00 ¦ +000000000.00 ¦ +000000000.00 ¦ +000000000.00 ¦ +000012381.79 ¦ +000000000.00 ¦ +000000000.00 ¦ -000015091.92 ¦ -000134416.01 ¦ -000134416.01 ¦ +000110353.12 ¦ +000000000.00 ¦ +000000000.00 ¦ -000119897.83 ¦ -000155798.01 ¦ +000000000.00 ¦ +000100599.66 ¦ +000000000.00 ¦ +000000000.00 ¦ -000120487.00 ¦ +000000000.00 ¦ +000000000.00 ¦ +000000000.00 ¦ +000000000.00 ¦ +000000000.00 ¦ +000000000.00 ¦ -000022634.37 ¦ -000022634.37 ¦ +000000000.00 ¦ -000022634.37 ¦ -000022634.37 ¦ -000018426.47 ¦ -000039339.40 ¦ +000000000.00 ¦ +000000000.00 ¦ -000039339.40 ¦ -000039339.40 ¦ -000029140.78 ¦ +000000000.00 ¦ +000000000.00 ¦ -000299867.30 ¦ -000381569.74 ¦ -000381569.74 ¦ +000000000.00 ¦ | Eversource ¦ Standalone ¦ Customer Owned ¦ Residential Low Income ¦ Bids into FCM | Residential ¦ 2024 ¦ 25 | Eversource | Residential | Bids into FCM | 2024 | Residential Low Income
| UI ¦ Standalone ¦ Customer Owned ¦ Residential Non-LMI ¦ Does Not Bid into FCM ¦ Residential ¦ 2024 ¦ 25 | -000000270.04 ¦ -000000270.04 ¦ +000000000.00 ¦ -000000270.04 ¦ -000000270.04 ¦ -000000206.21 ¦ +000061200.17 ¦ +000061200.17 ¦ +000000000.00 ¦ +000061200.17 ¦ +000061200.17 ¦ +000035993.22 ¦ +000040800.11 ¦ +000000000.00 ¦ +000000000.00 ¦ +000040800.11 ¦ +000040800.11 ¦ +000023995.48 ¦ +000118635.28 ¦ +000118635.28 ¦ +000000000.00 ¦ +000118635.28 ¦ +000118635.28 ¦ +000089083.76 ¦ +000079090.19 ¦ +000000000.00 ¦ +000000000.00 ¦ +000079090.19 ¦ +000079090.19 ¦ +000059389.17 ¦ +000013156.15 ¦ +000013156.15 ¦ +000000000.00 ¦ +000013156.15 ¦ +000013156.15 ¦ +000010385.47 ¦ +000008770.76 ¦ +000000000.00 ¦ +000000000.00 ¦ +000008770.76 ¦ +000008770.76 ¦ +000006923.64 ¦ +000002305.82 ¦ +000002305.82 ¦ +000000000.00 ¦ +000002305.82 ¦ +000002305.82 ¦ +000001724.97 ¦ +000471203.65 ¦ +000471203.65 ¦ +000000000.00 ¦ +000471203.65 ¦ +000471203.65 ¦ +000293117.33 ¦ +000314135.77 ¦ +000000000.00 ¦ +000000000.00 ¦ +000314135.77 ¦ +000314135.77 ¦ +000195411.55 ¦ -000000231.55 ¦ -000000231.55 ¦ +000000000.00 ¦ -000000231.55 ¦ -000000231.55 ¦ -000000182.60 ¦ +000000000.00 ¦ +000000000.00 ¦ +000000000.00 ¦ -000002785.60 ¦ +000000000.00 ¦ +000000000.00 ¦ +000000000.00 ¦ +000000000.00 ¦ +000000000.00 ¦ +000000000.00 ¦ +000000000.00 ¦ +000000000.00 ¦ +000000000.00 ¦ +000000000.00 ¦ +000000000.00 ¦ +000000000.00 ¦ +000000000.00 ¦ +000000000.00 ¦ +000000000.00 ¦ +000000000.00 ¦ +000000000.00 ¦ +000000000.00 ¦ +000000000.00 ¦ +000000000.00 ¦ +000000000.00 ¦ +000000000.00 ¦ +000000000.00 ¦ +000000000.00 ¦ +000000000.00 ¦ +000000000.00 ¦ +000000000.00 ¦ +000000000.00 ¦ +000000000.00 ¦ +000000000.00 ¦ +000000000.00 ¦ +000000000.00 ¦ +000000000.00 ¦ +000000000.00 ¦ +000076540.92 ¦ +000000000.00 ¦ +000000000.00 ¦ +000000000.00 ¦ +000000000.00 ¦ +000000000.00 ¦ +000033102.64 ¦ +000000000.00 ¦ +000000000.00 ¦ -000040348.15 ¦ -000100812.01 ¦ -000100812.01 ¦ +000082764.84 ¦ +000000000.00 ¦ +000000000.00 ¦ -000089923.37 ¦ -000233697.02 ¦ +000000000.00 ¦ +000150899.49 ¦ +000000000.00 ¦ +000000000.00 ¦ -000180730.50 ¦ +000000000.00 ¦ +000000000.00 ¦ +000000000.00 ¦ +000000000.00 ¦ +000000000.00 ¦ +000000000.00 ¦ -000033951.55 ¦ -000033951.55 ¦ +000000000.00 ¦ -000033951.55 ¦ -000033951.55 ¦ -000027639.70 ¦ -000270360.98 ¦ +000000000.00 ¦ +000000000.00 ¦ -000270360.98 ¦ -000270360.98 ¦ -000195715.67 ¦ +000000000.00 ¦ +000000000.00 ¦ -000449800.95 ¦ -000572354.61 ¦ -000572354.61 ¦ +000000000.00 ¦ | UI ¦ Standalone ¦ Customer Owned ¦ Residential Non-LMI ¦ Does Not Bid into FCM | Residential ¦ 2024 ¦ 25 | UI | Residential | Does Not Bid into FCM | 2024 | Residential Non-LMI
| UI ¦ Standalone ¦ Customer Owned ¦ Residential Non-LMI ¦ Bids into FCM ¦ Residential ¦ 2024 ¦ 25 | -000000270.04 ¦ -000000270.04 ¦ +000000000.00 ¦ -000000270.04 ¦ -000000270.04 ¦ -000000206.21 ¦ +000042465.79 ¦ +000042465.79 ¦ +000000000.00 ¦ +000042465.79 ¦ +000042465.79 ¦ +000031487.50 ¦ +000028310.53 ¦ +000000000.00 ¦ +000000000.00 ¦ +000028310.53 ¦ +000028310.53 ¦ +000020991.66 ¦ +000118635.28 ¦ +000118635.28 ¦ +000000000.00 ¦ +000118635.28 ¦ +000118635.28 ¦ +000089083.76 ¦ +000079090.19 ¦ +000000000.00 ¦ +000000000.00 ¦ +000079090.19 ¦ +000079090.19 ¦ +000059389.17 ¦ +000000902.39 ¦ +000000902.39 ¦ +000000000.00 ¦ +000000902.39 ¦ +000000902.39 ¦ +000000742.84 ¦ +000000601.59 ¦ +000000000.00 ¦ +000000000.00 ¦ +000000601.59 ¦ +000000601.59 ¦ +000000495.23 ¦ +000002305.82 ¦ +000002305.82 ¦ +000000000.00 ¦ +000002305.82 ¦ +000002305.82 ¦ +000001724.97 ¦ +000074942.54 ¦ +000074942.54 ¦ +000000000.00 ¦ +000074942.54 ¦ +000074942.54 ¦ +000061645.02 ¦ +000049961.69 ¦ +000000000.00 ¦ +000000000.00 ¦ +000049961.69 ¦ +000049961.69 ¦ +000041096.68 ¦ -000000231.55 ¦ -000000231.55 ¦ +000000000.00 ¦ -000000231.55 ¦ -000000231.55 ¦ -000000182.60 ¦ +000000000.00 ¦ +000000000.00 ¦ +000000000.00 ¦ -000002785.60 ¦ +000000000.00 ¦ +000000000.00 ¦ +000000000.00 ¦ +000000000.00 ¦ +000000000.00 ¦ +000000000.00 ¦ +000000000.00 ¦ +000000000.00 ¦ +000000000.00 ¦ +000000000.00 ¦ +000000000.00 ¦ +000000000.00 ¦ +000000000.00 ¦ +000000000.00 ¦ +000000000.00 ¦ +000000000.00 ¦ +000000000.00 ¦ +000000000.00 ¦ +000000000.00 ¦ +000000000.00 ¦ +000000000.00 ¦ +000000000.00 ¦ +000000000.00 ¦ +000000000.00 ¦ +000000000.00 ¦ +000000000.00 ¦ +000000000.00 ¦ +000000000.00 ¦ +000000000.00 ¦ +000000000.00 ¦ +000000000.00 ¦ +000000000.00 ¦ +000000000.00 ¦ +000000000.00 ¦ +000076540.92 ¦ +000000000.00 ¦ +000000000.00 ¦ +000000000.00 ¦ +000000000.00 ¦ +000000000.00 ¦ +000033102.64 ¦ +000000000.00 ¦ +000000000.00 ¦ -000040348.15 ¦ -000100812.01 ¦ -000100812.01 ¦ +000082764.84 ¦ +000000000.00 ¦ +000000000.00 ¦ -000089923.37 ¦ -000233697.02 ¦ +000000000.00 ¦ +000150899.49 ¦ +000000000.00 ¦ +000000000.00 ¦ -000180730.50 ¦ +000000000.00 ¦ +000000000.00 ¦ +000000000.00 ¦ +000000000.00 ¦ +000000000.00 ¦ +000000000.00 ¦ -000033951.55 ¦ -000033951.55 ¦ +000000000.00 ¦ -000033951.55 ¦ -000033951.55 ¦ -000027639.70 ¦ -000270360.98 ¦ +000000000.00 ¦ +000000000.00 ¦ -000270360.98 ¦ -000270360.98 ¦ -000195715.67 ¦ +000000000.00 ¦ +000000000.00 ¦ -000449800.95 ¦ -000572354.61 ¦ -000572354.61 ¦ +000000000.00 ¦ | UI ¦ Standalone ¦ Customer Owned ¦ Residential Non-LMI ¦ Bids into FCM | Residential ¦ 2024 ¦ 25 | UI | Residential | Bids into FCM | 2024 | Residential Non-LMI
| UI ¦ Standalone ¦ Customer Owned ¦ Residential Underserved ¦ Does Not Bid into FCM ¦ Residential ¦ 2024 ¦ 25 | -000000135.02 ¦ -000000135.02 ¦ +000000000.00 ¦ -000000135.02 ¦ -000000135.02 ¦ -000000103.11 ¦ +000030600.09 ¦ +000030600.09 ¦ +000000000.00 ¦ +000030600.09 ¦ +000030600.09 ¦ +000017996.61 ¦ +000020400.06 ¦ +000000000.00 ¦ +000000000.00 ¦ +000020400.06 ¦ +000020400.06 ¦ +000011997.74 ¦ +000059317.64 ¦ +000059317.64 ¦ +000000000.00 ¦ +000059317.64 ¦ +000059317.64 ¦ +000044541.88 ¦ +000039545.09 ¦ +000000000.00 ¦ +000000000.00 ¦ +000039545.09 ¦ +000039545.09 ¦ +000029694.59 ¦ +000006578.07 ¦ +000006578.07 ¦ +000000000.00 ¦ +000006578.07 ¦ +000006578.07 ¦ +000005192.73 ¦ +000004385.38 ¦ +000000000.00 ¦ +000000000.00 ¦ +000004385.38 ¦ +000004385.38 ¦ +000003461.82 ¦ +000001152.91 ¦ +000001152.91 ¦ +000000000.00 ¦ +000001152.91 ¦ +000001152.91 ¦ +000000862.48 ¦ +000235601.83 ¦ +000235601.83 ¦ +000000000.00 ¦ +000235601.83 ¦ +000235601.83 ¦ +000146558.66 ¦ +000157067.88 ¦ +000000000.00 ¦ +000000000.00 ¦ +000157067.88 ¦ +000157067.88 ¦ +000097705.78 ¦ -000000115.78 ¦ -000000115.78 ¦ +000000000.00 ¦ -000000115.78 ¦ -000000115.78 ¦ -000000091.30 ¦ +000000000.00 ¦ +000000000.00 ¦ +000000000.00 ¦ -000001392.80 ¦ +000000000.00 ¦ +000000000.00 ¦ +000000000.00 ¦ +000000000.00 ¦ +000000000.00 ¦ +000000000.00 ¦ +000000000.00 ¦ +000000000.00 ¦ +000000000.00 ¦ +000000000.00 ¦ +000000000.00 ¦ +000000000.00 ¦ +000000000.00 ¦ +000000000.00 ¦ +000000000.00 ¦ +000000000.00 ¦ +000000000.00 ¦ +000000000.00 ¦ +000000000.00 ¦ +000000000.00 ¦ +000000000.00 ¦ +000000000.00 ¦ +000000000.00 ¦ +000000000.00 ¦ +000000000.00 ¦ +000000000.00 ¦ +000000000.00 ¦ +000000000.00 ¦ +000000000.00 ¦ +000000000.00 ¦ +000000000.00 ¦ +000000000.00 ¦ +000000000.00 ¦ +000000000.00 ¦ +000038270.46 ¦ +000000000.00 ¦ +000000000.00 ¦ +000000000.00 ¦ +000000000.00 ¦ +000000000.00 ¦ +000016551.32 ¦ +000000000.00 ¦ +000000000.00 ¦ -000020174.07 ¦ -000075609.00 ¦ -000075609.00 ¦ +000062073.63 ¦ +000000000.00 ¦ +000000000.00 ¦ -000067442.53 ¦ -000116848.51 ¦ +000000000.00 ¦ +000075449.75 ¦ +000000000.00 ¦ +000000000.00 ¦ -000090365.25 ¦ +000000000.00 ¦ +000000000.00 ¦ +000000000.00 ¦ +000000000.00 ¦ +000000000.00 ¦ +000000000.00 ¦ -000016975.77 ¦ -000016975.77 ¦ +000000000.00 ¦ -000016975.77 ¦ -000016975.77 ¦ -000013819.85 ¦ -000135180.49 ¦ +000000000.00 ¦ +000000000.00 ¦ -000135180.49 ¦ -000135180.49 ¦ -000097857.83 ¦ +000000000.00 ¦ +000000000.00 ¦ -000224900.48 ¦ -000286177.30 ¦ -000286177.30 ¦ +000000000.00 ¦ | UI ¦ Standalone ¦ Customer Owned ¦ Residential Underserved ¦ Does Not Bid into FCM | Residential ¦ 2024 ¦ 25 | UI | Residential | Does Not Bid into FCM | 2024 | Residential Underserved
| UI ¦ Standalone ¦ Customer Owned ¦ Residential Underserved ¦ Bids into FCM ¦ Residential ¦ 2024 ¦ 25 | -000000135.02 ¦ -000000135.02 ¦ +000000000.00 ¦ -000000135.02 ¦ -000000135.02 ¦ -000000103.11 ¦ +000021232.90 ¦ +000021232.90 ¦ +000000000.00 ¦ +000021232.90 ¦ +000021232.90 ¦ +000015743.75 ¦ +000014155.26 ¦ +000000000.00 ¦ +000000000.00 ¦ +000014155.26 ¦ +000014155.26 ¦ +000010495.83 ¦ +000059317.64 ¦ +000059317.64 ¦ +000000000.00 ¦ +000059317.64 ¦ +000059317.64 ¦ +000044541.88 ¦ +000039545.09 ¦ +000000000.00 ¦ +000000000.00 ¦ +000039545.09 ¦ +000039545.09 ¦ +000029694.59 ¦ +000000451.19 ¦ +000000451.19 ¦ +000000000.00 ¦ +000000451.19 ¦ +000000451.19 ¦ +000000371.42 ¦ +000000300.80 ¦ +000000000.00 ¦ +000000000.00 ¦ +000000300.80 ¦ +000000300.80 ¦ +000000247.61 ¦ +000001152.91 ¦ +000001152.91 ¦ +000000000.00 ¦ +000001152.91 ¦ +000001152.91 ¦ +000000862.48 ¦ +000037471.27 ¦ +000037471.27 ¦ +000000000.00 ¦ +000037471.27 ¦ +000037471.27 ¦ +000030822.51 ¦ +000024980.85 ¦ +000000000.00 ¦ +000000000.00 ¦ +000024980.85 ¦ +000024980.85 ¦ +000020548.34 ¦ -000000115.78 ¦ -000000115.78 ¦ +000000000.00 ¦ -000000115.78 ¦ -000000115.78 ¦ -000000091.30 ¦ +000000000.00 ¦ +000000000.00 ¦ +000000000.00 ¦ -000001392.80 ¦ +000000000.00 ¦ +000000000.00 ¦ +000000000.00 ¦ +000000000.00 ¦ +000000000.00 ¦ +000000000.00 ¦ +000000000.00 ¦ +000000000.00 ¦ +000000000.00 ¦ +000000000.00 ¦ +000000000.00 ¦ +000000000.00 ¦ +000000000.00 ¦ +000000000.00 ¦ +000000000.00 ¦ +000000000.00 ¦ +000000000.00 ¦ +000000000.00 ¦ +000000000.00 ¦ +000000000.00 ¦ +000000000.00 ¦ +000000000.00 ¦ +000000000.00 ¦ +000000000.00 ¦ +000000000.00 ¦ +000000000.00 ¦ +000000000.00 ¦ +000000000.00 ¦ +000000000.00 ¦ +000000000.00 ¦ +000000000.00 ¦ +000000000.00 ¦ +000000000.00 ¦ +000000000.00 ¦ +000038270.46 ¦ +000000000.00 ¦ +000000000.00 ¦ +000000000.00 ¦ +000000000.00 ¦ +000000000.00 ¦ +000016551.32 ¦ +000000000.00 ¦ +000000000.00 ¦ -000020174.07 ¦ -000075609.00 ¦ -000075609.00 ¦ +000062073.63 ¦ +000000000.00 ¦ +000000000.00 ¦ -000067442.53 ¦ -000116848.51 ¦ +000000000.00 ¦ +000075449.75 ¦ +000000000.00 ¦ +000000000.00 ¦ -000090365.25 ¦ +000000000.00 ¦ +000000000.00 ¦ +000000000.00 ¦ +000000000.00 ¦ +000000000.00 ¦ +000000000.00 ¦ -000016975.77 ¦ -000016975.77 ¦ +000000000.00 ¦ -000016975.77 ¦ -000016975.77 ¦ -000013819.85 ¦ -000135180.49 ¦ +000000000.00 ¦ +000000000.00 ¦ -000135180.49 ¦ -000135180.49 ¦ -000097857.83 ¦ +000000000.00 ¦ +000000000.00 ¦ -000224900.48 ¦ -000286177.30 ¦ -000286177.30 ¦ +000000000.00 ¦ | UI ¦ Standalone ¦ Customer Owned ¦ Residential Underserved ¦ Bids into FCM | Residential ¦ 2024 ¦ 25 | UI | Residential | Bids into FCM | 2024 | Residential Underserved
| UI ¦ Standalone ¦ Customer Owned ¦ Residential Low Income ¦ Does Not Bid into FCM ¦ Residential ¦ 2024 ¦ 25 | -000000045.01 ¦ -000000045.01 ¦ +000000000.00 ¦ -000000045.01 ¦ -000000045.01 ¦ -000000034.37 ¦ +000010200.03 ¦ +000010200.03 ¦ +000000000.00 ¦ +000010200.03 ¦ +000010200.03 ¦ +000005998.87 ¦ +000006800.02 ¦ +000000000.00 ¦ +000000000.00 ¦ +000006800.02 ¦ +000006800.02 ¦ +000003999.25 ¦ +000019772.55 ¦ +000019772.55 ¦ +000000000.00 ¦ +000019772.55 ¦ +000019772.55 ¦ +000014847.29 ¦ +000013181.70 ¦ +000000000.00 ¦ +000000000.00 ¦ +000013181.70 ¦ +000013181.70 ¦ +000009898.20 ¦ +000002192.69 ¦ +000002192.69 ¦ +000000000.00 ¦ +000002192.69 ¦ +000002192.69 ¦ +000001730.91 ¦ +000001461.79 ¦ +000000000.00 ¦ +000000000.00 ¦ +000001461.79 ¦ +000001461.79 ¦ +000001153.94 ¦ +000000384.30 ¦ +000000384.30 ¦ +000000000.00 ¦ +000000384.30 ¦ +000000384.30 ¦ +000000287.49 ¦ +000078533.94 ¦ +000078533.94 ¦ +000000000.00 ¦ +000078533.94 ¦ +000078533.94 ¦ +000048852.89 ¦ +000052355.96 ¦ +000000000.00 ¦ +000000000.00 ¦ +000052355.96 ¦ +000052355.96 ¦ +000032568.59 ¦ -000000038.59 ¦ -000000038.59 ¦ +000000000.00 ¦ -000000038.59 ¦ -000000038.59 ¦ -000000030.43 ¦ +000000000.00 ¦ +000000000.00 ¦ +000000000.00 ¦ -000000464.27 ¦ +000000000.00 ¦ +000000000.00 ¦ +000000000.00 ¦ +000000000.00 ¦ +000000000.00 ¦ +000000000.00 ¦ +000000000.00 ¦ +000000000.00 ¦ +000000000.00 ¦ +000000000.00 ¦ +000000000.00 ¦ +000000000.00 ¦ +000000000.00 ¦ +000000000.00 ¦ +000000000.00 ¦ +000000000.00 ¦ +000000000.00 ¦ +000000000.00 ¦ +000000000.00 ¦ +000000000.00 ¦ +000000000.00 ¦ +000000000.00 ¦ +000000000.00 ¦ +000000000.00 ¦ +000000000.00 ¦ +000000000.00 ¦ +000000000.00 ¦ +000000000.00 ¦ +000000000.00 ¦ +000000000.00 ¦ +000000000.00 ¦ +000000000.00 ¦ +000000000.00 ¦ +000000000.00 ¦ +000012756.82 ¦ +000000000.00 ¦ +000000000.00 ¦ +000000000.00 ¦ +000000000.00 ¦ +000000000.00 ¦ +000005517.11 ¦ +000000000.00 ¦ +000000000.00 ¦ -000006724.69 ¦ -000033604.00 ¦ -000033604.00 ¦ +000027588.28 ¦ +000000000.00 ¦ +000000000.00 ¦ -000029974.46 ¦ -000038949.50 ¦ +000000000.00 ¦ +000025149.92 ¦ +000000000.00 ¦ +000000000.00 ¦ -000030121.75 ¦ +000000000.00 ¦ +000000000.00 ¦ +000000000.00 ¦ +000000000.00 ¦ +000000000.00 ¦ +000000000.00 ¦ -000005658.59 ¦ -000005658.59 ¦ +000000000.00 ¦ -000005658.59 ¦ -000005658.59 ¦ -000004606.62 ¦ -000045060.16 ¦ +000000000.00 ¦ +000000000.00 ¦ -000045060.16 ¦ -000045060.16 ¦ -000032619.28 ¦ +000000000.00 ¦ +000000000.00 ¦ -000074966.83 ¦ -000095392.43 ¦ -000095392.43 ¦ +000000000.00 ¦ | UI ¦ Standalone ¦ Customer Owned ¦ Residential Low Income ¦ Does Not Bid into FCM | Residential ¦ 2024 ¦ 25 | UI | Residential | Does Not Bid into FCM | 2024 | Residential Low Income
| UI ¦ Standalone ¦ Customer Owned ¦ Residential Low Income ¦ Bids into FCM ¦ Residential ¦ 2024 ¦ 25 | -000000045.01 ¦ -000000045.01 ¦ +000000000.00 ¦ -000000045.01 ¦ -000000045.01 ¦ -000000034.37 ¦ +000007077.63 ¦ +000007077.63 ¦ +000000000.00 ¦ +000007077.63 ¦ +000007077.63 ¦ +000005247.92 ¦ +000004718.42 ¦ +000000000.00 ¦ +000000000.00 ¦ +000004718.42 ¦ +000004718.42 ¦ +000003498.61 ¦ +000019772.55 ¦ +000019772.55 ¦ +000000000.00 ¦ +000019772.55 ¦ +000019772.55 ¦ +000014847.29 ¦ +000013181.70 ¦ +000000000.00 ¦ +000000000.00 ¦ +000013181.70 ¦ +000013181.70 ¦ +000009898.20 ¦ +000000150.40 ¦ +000000150.40 ¦ +000000000.00 ¦ +000000150.40 ¦ +000000150.40 ¦ +000000123.81 ¦ +000000100.27 ¦ +000000000.00 ¦ +000000000.00 ¦ +000000100.27 ¦ +000000100.27 ¦ +000000082.54 ¦ +000000384.30 ¦ +000000384.30 ¦ +000000000.00 ¦ +000000384.30 ¦ +000000384.30 ¦ +000000287.49 ¦ +000012490.42 ¦ +000012490.42 ¦ +000000000.00 ¦ +000012490.42 ¦ +000012490.42 ¦ +000010274.17 ¦ +000008326.95 ¦ +000000000.00 ¦ +000000000.00 ¦ +000008326.95 ¦ +000008326.95 ¦ +000006849.45 ¦ -000000038.59 ¦ -000000038.59 ¦ +000000000.00 ¦ -000000038.59 ¦ -000000038.59 ¦ -000000030.43 ¦ +000000000.00 ¦ +000000000.00 ¦ +000000000.00 ¦ -000000464.27 ¦ +000000000.00 ¦ +000000000.00 ¦ +000000000.00 ¦ +000000000.00 ¦ +000000000.00 ¦ +000000000.00 ¦ +000000000.00 ¦ +000000000.00 ¦ +000000000.00 ¦ +000000000.00 ¦ +000000000.00 ¦ +000000000.00 ¦ +000000000.00 ¦ +000000000.00 ¦ +000000000.00 ¦ +000000000.00 ¦ +000000000.00 ¦ +000000000.00 ¦ +000000000.00 ¦ +000000000.00 ¦ +000000000.00 ¦ +000000000.00 ¦ +000000000.00 ¦ +000000000.00 ¦ +000000000.00 ¦ +000000000.00 ¦ +000000000.00 ¦ +000000000.00 ¦ +000000000.00 ¦ +000000000.00 ¦ +000000000.00 ¦ +000000000.00 ¦ +000000000.00 ¦ +000000000.00 ¦ +000012756.82 ¦ +000000000.00 ¦ +000000000.00 ¦ +000000000.00 ¦ +000000000.00 ¦ +000000000.00 ¦ +000005517.11 ¦ +000000000.00 ¦ +000000000.00 ¦ -000006724.69 ¦ -000033604.00 ¦ -000033604.00 ¦ +000027588.28 ¦ +000000000.00 ¦ +000000000.00 ¦ -000029974.46 ¦ -000038949.50 ¦ +000000000.00 ¦ +000025149.92 ¦ +000000000.00 ¦ +000000000.00 ¦ -000030121.75 ¦ +000000000.00 ¦ +000000000.00 ¦ +000000000.00 ¦ +000000000.00 ¦ +000000000.00 ¦ +000000000.00 ¦ -000005658.59 ¦ -000005658.59 ¦ +000000000.00 ¦ -000005658.59 ¦ -000005658.59 ¦ -000004606.62 ¦ -000045060.16 ¦ +000000000.00 ¦ +000000000.00 ¦ -000045060.16 ¦ -000045060.16 ¦ -000032619.28 ¦ +000000000.00 ¦ +000000000.00 ¦ -000074966.83 ¦ -000095392.43 ¦ -000095392.43 ¦ +000000000.00 ¦ | UI ¦ Standalone ¦ Customer Owned ¦ Residential Low Income ¦ Bids into FCM | Residential ¦ 2024 ¦ 25 | UI | Residential | Bids into FCM | 2024 | Residential Low Income
| Eversource ¦ Standalone ¦ Customer Owned ¦ Residential Non-LMI ¦ Does Not Bid into FCM ¦ Residential ¦ 2024 ¦ 50 | -000006751.12 ¦ -000006751.12 ¦ +000000000.00 ¦ -000006751.12 ¦ -000006751.12 ¦ -000005155.32 ¦ +001530004.25 ¦ +001530004.25 ¦ +000000000.00 ¦ +001530004.25 ¦ +001530004.25 ¦ +000899830.49 ¦ +001020002.84 ¦ +000000000.00 ¦ +000000000.00 ¦ +001020002.84 ¦ +001020002.84 ¦ +000599886.99 ¦ +002965882.07 ¦ +002965882.07 ¦ +000000000.00 ¦ +002965882.07 ¦ +002965882.07 ¦ +002227093.98 ¦ +001977254.71 ¦ +000000000.00 ¦ +000000000.00 ¦ +001977254.71 ¦ +001977254.71 ¦ +001484729.32 ¦ +000328903.66 ¦ +000328903.66 ¦ +000000000.00 ¦ +000328903.66 ¦ +000328903.66 ¦ +000259636.66 ¦ +000219269.11 ¦ +000000000.00 ¦ +000000000.00 ¦ +000219269.11 ¦ +000219269.11 ¦ +000173091.11 ¦ +000057645.40 ¦ +000057645.40 ¦ +000000000.00 ¦ +000057645.40 ¦ +000057645.40 ¦ +000043124.24 ¦ +011780091.35 ¦ +011780091.35 ¦ +000000000.00 ¦ +011780091.35 ¦ +011780091.35 ¦ +007327933.22 ¦ +007853394.23 ¦ +000000000.00 ¦ +000000000.00 ¦ +007853394.23 ¦ +007853394.23 ¦ +004885288.81 ¦ -000005788.81 ¦ -000005788.81 ¦ +000000000.00 ¦ -000005788.81 ¦ -000005788.81 ¦ -000004564.90 ¦ +000000000.00 ¦ +000000000.00 ¦ +000000000.00 ¦ -000069639.99 ¦ +000000000.00 ¦ +000000000.00 ¦ +000000000.00 ¦ +000000000.00 ¦ +000000000.00 ¦ +000000000.00 ¦ +000000000.00 ¦ +000000000.00 ¦ +000000000.00 ¦ +000000000.00 ¦ +000000000.00 ¦ +000000000.00 ¦ +000000000.00 ¦ +000000000.00 ¦ +000000000.00 ¦ +000000000.00 ¦ +000000000.00 ¦ +000000000.00 ¦ +000000000.00 ¦ +000000000.00 ¦ +000000000.00 ¦ +000000000.00 ¦ +000000000.00 ¦ +000000000.00 ¦ +000000000.00 ¦ +000000000.00 ¦ +000000000.00 ¦ +000000000.00 ¦ +000000000.00 ¦ +000000000.00 ¦ +000000000.00 ¦ +000000000.00 ¦ +000000000.00 ¦ +000000000.00 ¦ +001913523.07 ¦ +000000000.00 ¦ +000000000.00 ¦ +000000000.00 ¦ +000000000.00 ¦ +000000000.00 ¦ +000464317.15 ¦ +000000000.00 ¦ +000000000.00 ¦ -000565946.98 ¦ -001927288.33 ¦ -001927288.33 ¦ +001582268.97 ¦ +000000000.00 ¦ +000000000.00 ¦ -001719123.33 ¦ -005842425.38 ¦ +000000000.00 ¦ +003772487.27 ¦ +000000000.00 ¦ +000000000.00 ¦ -004518262.57 ¦ +000000000.00 ¦ +000000000.00 ¦ +000000000.00 ¦ +000000000.00 ¦ +000000000.00 ¦ +000000000.00 ¦ -000848788.74 ¦ -000848788.74 ¦ +000000000.00 ¦ -000848788.74 ¦ -000848788.74 ¦ -000690992.58 ¦ -001475227.63 ¦ +000000000.00 ¦ +000000000.00 ¦ -001475227.63 ¦ -001475227.63 ¦ -001092779.29 ¦ +000000000.00 ¦ +000000000.00 ¦ -011245023.78 ¦ -014308865.23 ¦ -014308865.23 ¦ +000000000.00 ¦ | Eversource ¦ Standalone ¦ Customer Owned ¦ Residential Non-LMI ¦ Does Not Bid into FCM | Residential ¦ 2024 ¦ 50 | Eversource | Residential | Does Not Bid into FCM | 2024 | Residential Non-LMI
| Eversource ¦ Standalone ¦ Customer Owned ¦ Residential Non-LMI ¦ Bids into FCM ¦ Residential ¦ 2024 ¦ 50 | -000006751.12 ¦ -000006751.12 ¦ +000000000.00 ¦ -000006751.12 ¦ -000006751.12 ¦ -000005155.32 ¦ +001061644.76 ¦ +001061644.76 ¦ +000000000.00 ¦ +001061644.76 ¦ +001061644.76 ¦ +000787187.39 ¦ +000707763.18 ¦ +000000000.00 ¦ +000000000.00 ¦ +000707763.18 ¦ +000707763.18 ¦ +000524791.59 ¦ +002965882.07 ¦ +002965882.07 ¦ +000000000.00 ¦ +002965882.07 ¦ +002965882.07 ¦ +002227093.98 ¦ +001977254.71 ¦ +000000000.00 ¦ +000000000.00 ¦ +001977254.71 ¦ +001977254.71 ¦ +001484729.32 ¦ +000022559.65 ¦ +000022559.65 ¦ +000000000.00 ¦ +000022559.65 ¦ +000022559.65 ¦ +000018571.02 ¦ +000015039.77 ¦ +000000000.00 ¦ +000000000.00 ¦ +000015039.77 ¦ +000015039.77 ¦ +000012380.68 ¦ +000057645.40 ¦ +000057645.40 ¦ +000000000.00 ¦ +000057645.40 ¦ +000057645.40 ¦ +000043124.24 ¦ +001873563.52 ¦ +001873563.52 ¦ +000000000.00 ¦ +001873563.52 ¦ +001873563.52 ¦ +001541125.52 ¦ +001249042.34 ¦ +000000000.00 ¦ +000000000.00 ¦ +001249042.34 ¦ +001249042.34 ¦ +001027417.01 ¦ -000005788.81 ¦ -000005788.81 ¦ +000000000.00 ¦ -000005788.81 ¦ -000005788.81 ¦ -000004564.90 ¦ +000000000.00 ¦ +000000000.00 ¦ +000000000.00 ¦ -000069639.99 ¦ +000000000.00 ¦ +000000000.00 ¦ +000000000.00 ¦ +000000000.00 ¦ +000000000.00 ¦ +000000000.00 ¦ +000000000.00 ¦ +000000000.00 ¦ +000000000.00 ¦ +000000000.00 ¦ +000000000.00 ¦ +000000000.00 ¦ +000000000.00 ¦ +000000000.00 ¦ +000000000.00 ¦ +000000000.00 ¦ +000000000.00 ¦ +000000000.00 ¦ +000000000.00 ¦ +000000000.00 ¦ +000000000.00 ¦ +000000000.00 ¦ +000000000.00 ¦ +000000000.00 ¦ +000000000.00 ¦ +000000000.00 ¦ +000000000.00 ¦ +000000000.00 ¦ +000000000.00 ¦ +000000000.00 ¦ +000000000.00 ¦ +000000000.00 ¦ +000000000.00 ¦ +000000000.00 ¦ +001913523.07 ¦ +000000000.00 ¦ +000000000.00 ¦ +000000000.00 ¦ +000000000.00 ¦ +000000000.00 ¦ +000464317.15 ¦ +000000000.00 ¦ +000000000.00 ¦ -000565946.98 ¦ -001927288.33 ¦ -001927288.33 ¦ +001582268.97 ¦ +000000000.00 ¦ +000000000.00 ¦ -001719123.33 ¦ -005842425.38 ¦ +000000000.00 ¦ +003772487.27 ¦ +000000000.00 ¦ +000000000.00 ¦ -004518262.57 ¦ +000000000.00 ¦ +000000000.00 ¦ +000000000.00 ¦ +000000000.00 ¦ +000000000.00 ¦ +000000000.00 ¦ -000848788.74 ¦ -000848788.74 ¦ +000000000.00 ¦ -000848788.74 ¦ -000848788.74 ¦ -000690992.58 ¦ -001475227.63 ¦ +000000000.00 ¦ +000000000.00 ¦ -001475227.63 ¦ -001475227.63 ¦ -001092779.29 ¦ +000000000.00 ¦ +000000000.00 ¦ -011245023.78 ¦ -014308865.23 ¦ -014308865.23 ¦ +000000000.00 ¦ | Eversource ¦ Standalone ¦ Customer Owned ¦ Residential Non-LMI ¦ Bids into FCM | Residential ¦ 2024 ¦ 50 | Eversource | Residential | Bids into FCM | 2024 | Residential Non-LMI
| Eversource ¦ Standalone ¦ Customer Owned ¦ Residential Underserved ¦ Does Not Bid into FCM ¦ Residential ¦ 2024 ¦ 50 | -000003375.56 ¦ -000003375.56 ¦ +000000000.00 ¦ -000003375.56 ¦ -000003375.56 ¦ -000002577.66 ¦ +000765002.13 ¦ +000765002.13 ¦ +000000000.00 ¦ +000765002.13 ¦ +000765002.13 ¦ +000449915.24 ¦ +000510001.42 ¦ +000000000.00 ¦ +000000000.00 ¦ +000510001.42 ¦ +000510001.42 ¦ +000299943.50 ¦ +001482941.04 ¦ +001482941.04 ¦ +000000000.00 ¦ +001482941.04 ¦ +001482941.04 ¦ +001113546.99 ¦ +000988627.36 ¦ +000000000.00 ¦ +000000000.00 ¦ +000988627.36 ¦ +000988627.36 ¦ +000742364.66 ¦ +000164451.83 ¦ +000164451.83 ¦ +000000000.00 ¦ +000164451.83 ¦ +000164451.83 ¦ +000129818.33 ¦ +000109634.55 ¦ +000000000.00 ¦ +000000000.00 ¦ +000109634.55 ¦ +000109634.55 ¦ +000086545.55 ¦ +000028822.70 ¦ +000028822.70 ¦ +000000000.00 ¦ +000028822.70 ¦ +000028822.70 ¦ +000021562.12 ¦ +005890045.67 ¦ +005890045.67 ¦ +000000000.00 ¦ +005890045.67 ¦ +005890045.67 ¦ +003663966.61 ¦ +003926697.12 ¦ +000000000.00 ¦ +000000000.00 ¦ +003926697.12 ¦ +003926697.12 ¦ +002442644.41 ¦ -000002894.41 ¦ -000002894.41 ¦ +000000000.00 ¦ -000002894.41 ¦ -000002894.41 ¦ -000002282.45 ¦ +000000000.00 ¦ +000000000.00 ¦ +000000000.00 ¦ -000034819.99 ¦ +000000000.00 ¦ +000000000.00 ¦ +000000000.00 ¦ +000000000.00 ¦ +000000000.00 ¦ +000000000.00 ¦ +000000000.00 ¦ +000000000.00 ¦ +000000000.00 ¦ +000000000.00 ¦ +000000000.00 ¦ +000000000.00 ¦ +000000000.00 ¦ +000000000.00 ¦ +000000000.00 ¦ +000000000.00 ¦ +000000000.00 ¦ +000000000.00 ¦ +000000000.00 ¦ +000000000.00 ¦ +000000000.00 ¦ +000000000.00 ¦ +000000000.00 ¦ +000000000.00 ¦ +000000000.00 ¦ +000000000.00 ¦ +000000000.00 ¦ +000000000.00 ¦ +000000000.00 ¦ +000000000.00 ¦ +000000000.00 ¦ +000000000.00 ¦ +000000000.00 ¦ +000000000.00 ¦ +000956761.53 ¦ +000000000.00 ¦ +000000000.00 ¦ +000000000.00 ¦ +000000000.00 ¦ +000000000.00 ¦ +000232158.58 ¦ +000000000.00 ¦ +000000000.00 ¦ -000282973.49 ¦ -001445466.25 ¦ -001445466.25 ¦ +001186701.73 ¦ +000000000.00 ¦ +000000000.00 ¦ -001289342.50 ¦ -002921212.69 ¦ +000000000.00 ¦ +001886243.63 ¦ +000000000.00 ¦ +000000000.00 ¦ -002259131.28 ¦ +000000000.00 ¦ +000000000.00 ¦ +000000000.00 ¦ +000000000.00 ¦ +000000000.00 ¦ +000000000.00 ¦ -000424394.37 ¦ -000424394.37 ¦ +000000000.00 ¦ -000424394.37 ¦ -000424394.37 ¦ -000345496.29 ¦ -000737613.81 ¦ +000000000.00 ¦ +000000000.00 ¦ -000737613.81 ¦ -000737613.81 ¦ -000546389.64 ¦ +000000000.00 ¦ +000000000.00 ¦ -005622511.89 ¦ -007154432.61 ¦ -007154432.61 ¦ +000000000.00 ¦ | Eversource ¦ Standalone ¦ Customer Owned ¦ Residential Underserved ¦ Does Not Bid into FCM | Residential ¦ 2024 ¦ 50 | Eversource | Residential | Does Not Bid into FCM | 2024 | Residential Underserved
| Eversource ¦ Standalone ¦ Customer Owned ¦ Residential Underserved ¦ Bids into FCM ¦ Residential ¦ 2024 ¦ 50 | -000003375.56 ¦ -000003375.56 ¦ +000000000.00 ¦ -000003375.56 ¦ -000003375.56 ¦ -000002577.66 ¦ +000530822.38 ¦ +000530822.38 ¦ +000000000.00 ¦ +000530822.38 ¦ +000530822.38 ¦ +000393593.69 ¦ +000353881.59 ¦ +000000000.00 ¦ +000000000.00 ¦ +000353881.59 ¦ +000353881.59 ¦ +000262395.80 ¦ +001482941.04 ¦ +001482941.04 ¦ +000000000.00 ¦ +001482941.04 ¦ +001482941.04 ¦ +001113546.99 ¦ +000988627.36 ¦ +000000000.00 ¦ +000000000.00 ¦ +000988627.36 ¦ +000988627.36 ¦ +000742364.66 ¦ +000011279.82 ¦ +000011279.82 ¦ +000000000.00 ¦ +000011279.82 ¦ +000011279.82 ¦ +000009285.51 ¦ +000007519.88 ¦ +000000000.00 ¦ +000000000.00 ¦ +000007519.88 ¦ +000007519.88 ¦ +000006190.34 ¦ +000028822.70 ¦ +000028822.70 ¦ +000000000.00 ¦ +000028822.70 ¦ +000028822.70 ¦ +000021562.12 ¦ +000936781.76 ¦ +000936781.76 ¦ +000000000.00 ¦ +000936781.76 ¦ +000936781.76 ¦ +000770562.76 ¦ +000624521.17 ¦ +000000000.00 ¦ +000000000.00 ¦ +000624521.17 ¦ +000624521.17 ¦ +000513708.51 ¦ -000002894.41 ¦ -000002894.41 ¦ +000000000.00 ¦ -000002894.41 ¦ -000002894.41 ¦ -000002282.45 ¦ +000000000.00 ¦ +000000000.00 ¦ +000000000.00 ¦ -000034819.99 ¦ +000000000.00 ¦ +000000000.00 ¦ +000000000.00 ¦ +000000000.00 ¦ +000000000.00 ¦ +000000000.00 ¦ +000000000.00 ¦ +000000000.00 ¦ +000000000.00 ¦ +000000000.00 ¦ +000000000.00 ¦ +000000000.00 ¦ +000000000.00 ¦ +000000000.00 ¦ +000000000.00 ¦ +000000000.00 ¦ +000000000.00 ¦ +000000000.00 ¦ +000000000.00 ¦ +000000000.00 ¦ +000000000.00 ¦ +000000000.00 ¦ +000000000.00 ¦ +000000000.00 ¦ +000000000.00 ¦ +000000000.00 ¦ +000000000.00 ¦ +000000000.00 ¦ +000000000.00 ¦ +000000000.00 ¦ +000000000.00 ¦ +000000000.00 ¦ +000000000.00 ¦ +000000000.00 ¦ +000956761.53 ¦ +000000000.00 ¦ +000000000.00 ¦ +000000000.00 ¦ +000000000.00 ¦ +000000000.00 ¦ +000232158.58 ¦ +000000000.00 ¦ +000000000.00 ¦ -000282973.49 ¦ -001445466.25 ¦ -001445466.25 ¦ +001186701.73 ¦ +000000000.00 ¦ +000000000.00 ¦ -001289342.50 ¦ -002921212.69 ¦ +000000000.00 ¦ +001886243.63 ¦ +000000000.00 ¦ +000000000.00 ¦ -002259131.28 ¦ +000000000.00 ¦ +000000000.00 ¦ +000000000.00 ¦ +000000000.00 ¦ +000000000.00 ¦ +000000000.00 ¦ -000424394.37 ¦ -000424394.37 ¦ +000000000.00 ¦ -000424394.37 ¦ -000424394.37 ¦ -000345496.29 ¦ -000737613.81 ¦ +000000000.00 ¦ +000000000.00 ¦ -000737613.81 ¦ -000737613.81 ¦ -000546389.64 ¦ +000000000.00 ¦ +000000000.00 ¦ -005622511.89 ¦ -007154432.61 ¦ -007154432.61 ¦ +000000000.00 ¦ | Eversource ¦ Standalone ¦ Customer Owned ¦ Residential Underserved ¦ Bids into FCM | Residential ¦ 2024 ¦ 50 | Eversource | Residential | Bids into FCM | 2024 | Residential Underserved
| Eversource ¦ Standalone ¦ Customer Owned ¦ Residential Low Income ¦ Does Not Bid into FCM ¦ Residential ¦ 2024 ¦ 50 | -000001125.19 ¦ -000001125.19 ¦ +000000000.00 ¦ -000001125.19 ¦ -000001125.19 ¦ -000000859.22 ¦ +000255000.71 ¦ +000255000.71 ¦ +000000000.00 ¦ +000255000.71 ¦ +000255000.71 ¦ +000149971.75 ¦ +000170000.47 ¦ +000000000.00 ¦ +000000000.00 ¦ +000170000.47 ¦ +000170000.47 ¦ +000099981.17 ¦ +000494313.68 ¦ +000494313.68 ¦ +000000000.00 ¦ +000494313.68 ¦ +000494313.68 ¦ +000371182.33 ¦ +000329542.45 ¦ +000000000.00 ¦ +000000000.00 ¦ +000329542.45 ¦ +000329542.45 ¦ +000247454.89 ¦ +000054817.28 ¦ +000054817.28 ¦ +000000000.00 ¦ +000054817.28 ¦ +000054817.28 ¦ +000043272.78 ¦ +000036544.85 ¦ +000000000.00 ¦ +000000000.00 ¦ +000036544.85 ¦ +000036544.85 ¦ +000028848.52 ¦ +000009607.57 ¦ +000009607.57 ¦ +000000000.00 ¦ +000009607.57 ¦ +000009607.57 ¦ +000007187.37 ¦ +001963348.56 ¦ +001963348.56 ¦ +000000000.00 ¦ +001963348.56 ¦ +001963348.56 ¦ +001221322.20 ¦ +001308899.04 ¦ +000000000.00 ¦ +000000000.00 ¦ +001308899.04 ¦ +001308899.04 ¦ +000814214.80 ¦ -000000964.80 ¦ -000000964.80 ¦ +000000000.00 ¦ -000000964.80 ¦ -000000964.80 ¦ -000000760.82 ¦ +000000000.00 ¦ +000000000.00 ¦ +000000000.00 ¦ -000011606.66 ¦ +000000000.00 ¦ +000000000.00 ¦ +000000000.00 ¦ +000000000.00 ¦ +000000000.00 ¦ +000000000.00 ¦ +000000000.00 ¦ +000000000.00 ¦ +000000000.00 ¦ +000000000.00 ¦ +000000000.00 ¦ +000000000.00 ¦ +000000000.00 ¦ +000000000.00 ¦ +000000000.00 ¦ +000000000.00 ¦ +000000000.00 ¦ +000000000.00 ¦ +000000000.00 ¦ +000000000.00 ¦ +000000000.00 ¦ +000000000.00 ¦ +000000000.00 ¦ +000000000.00 ¦ +000000000.00 ¦ +000000000.00 ¦ +000000000.00 ¦ +000000000.00 ¦ +000000000.00 ¦ +000000000.00 ¦ +000000000.00 ¦ +000000000.00 ¦ +000000000.00 ¦ +000000000.00 ¦ +000318920.51 ¦ +000000000.00 ¦ +000000000.00 ¦ +000000000.00 ¦ +000000000.00 ¦ +000000000.00 ¦ +000077386.19 ¦ +000000000.00 ¦ +000000000.00 ¦ -000094324.50 ¦ -000642429.44 ¦ -000642429.44 ¦ +000527422.99 ¦ +000000000.00 ¦ +000000000.00 ¦ -000573041.11 ¦ -000973737.56 ¦ +000000000.00 ¦ +000628747.88 ¦ +000000000.00 ¦ +000000000.00 ¦ -000753043.76 ¦ +000000000.00 ¦ +000000000.00 ¦ +000000000.00 ¦ +000000000.00 ¦ +000000000.00 ¦ +000000000.00 ¦ -000141464.79 ¦ -000141464.79 ¦ +000000000.00 ¦ -000141464.79 ¦ -000141464.79 ¦ -000115165.43 ¦ -000245871.27 ¦ +000000000.00 ¦ +000000000.00 ¦ -000245871.27 ¦ -000245871.27 ¦ -000182129.88 ¦ +000000000.00 ¦ +000000000.00 ¦ -001874170.63 ¦ -002384810.87 ¦ -002384810.87 ¦ +000000000.00 ¦ | Eversource ¦ Standalone ¦ Customer Owned ¦ Residential Low Income ¦ Does Not Bid into FCM | Residential ¦ 2024 ¦ 50 | Eversource | Residential | Does Not Bid into FCM | 2024 | Residential Low Income
| Eversource ¦ Standalone ¦ Customer Owned ¦ Residential Low Income ¦ Bids into FCM ¦ Residential ¦ 2024 ¦ 50 | -000001125.19 ¦ -000001125.19 ¦ +000000000.00 ¦ -000001125.19 ¦ -000001125.19 ¦ -000000859.22 ¦ +000176940.79 ¦ +000176940.79 ¦ +000000000.00 ¦ +000176940.79 ¦ +000176940.79 ¦ +000131197.90 ¦ +000117960.53 ¦ +000000000.00 ¦ +000000000.00 ¦ +000117960.53 ¦ +000117960.53 ¦ +000087465.27 ¦ +000494313.68 ¦ +000494313.68 ¦ +000000000.00 ¦ +000494313.68 ¦ +000494313.68 ¦ +000371182.33 ¦ +000329542.45 ¦ +000000000.00 ¦ +000000000.00 ¦ +000329542.45 ¦ +000329542.45 ¦ +000247454.89 ¦ +000003759.94 ¦ +000003759.94 ¦ +000000000.00 ¦ +000003759.94 ¦ +000003759.94 ¦ +000003095.17 ¦ +000002506.63 ¦ +000000000.00 ¦ +000000000.00 ¦ +000002506.63 ¦ +000002506.63 ¦ +000002063.45 ¦ +000009607.57 ¦ +000009607.57 ¦ +000000000.00 ¦ +000009607.57 ¦ +000009607.57 ¦ +000007187.37 ¦ +000312260.59 ¦ +000312260.59 ¦ +000000000.00 ¦ +000312260.59 ¦ +000312260.59 ¦ +000256854.25 ¦ +000208173.72 ¦ +000000000.00 ¦ +000000000.00 ¦ +000208173.72 ¦ +000208173.72 ¦ +000171236.17 ¦ -000000964.80 ¦ -000000964.80 ¦ +000000000.00 ¦ -000000964.80 ¦ -000000964.80 ¦ -000000760.82 ¦ +000000000.00 ¦ +000000000.00 ¦ +000000000.00 ¦ -000011606.66 ¦ +000000000.00 ¦ +000000000.00 ¦ +000000000.00 ¦ +000000000.00 ¦ +000000000.00 ¦ +000000000.00 ¦ +000000000.00 ¦ +000000000.00 ¦ +000000000.00 ¦ +000000000.00 ¦ +000000000.00 ¦ +000000000.00 ¦ +000000000.00 ¦ +000000000.00 ¦ +000000000.00 ¦ +000000000.00 ¦ +000000000.00 ¦ +000000000.00 ¦ +000000000.00 ¦ +000000000.00 ¦ +000000000.00 ¦ +000000000.00 ¦ +000000000.00 ¦ +000000000.00 ¦ +000000000.00 ¦ +000000000.00 ¦ +000000000.00 ¦ +000000000.00 ¦ +000000000.00 ¦ +000000000.00 ¦ +000000000.00 ¦ +000000000.00 ¦ +000000000.00 ¦ +000000000.00 ¦ +000318920.51 ¦ +000000000.00 ¦ +000000000.00 ¦ +000000000.00 ¦ +000000000.00 ¦ +000000000.00 ¦ +000077386.19 ¦ +000000000.00 ¦ +000000000.00 ¦ -000094324.50 ¦ -000642429.44 ¦ -000642429.44 ¦ +000527422.99 ¦ +000000000.00 ¦ +000000000.00 ¦ -000573041.11 ¦ -000973737.56 ¦ +000000000.00 ¦ +000628747.88 ¦ +000000000.00 ¦ +000000000.00 ¦ -000753043.76 ¦ +000000000.00 ¦ +000000000.00 ¦ +000000000.00 ¦ +000000000.00 ¦ +000000000.00 ¦ +000000000.00 ¦ -000141464.79 ¦ -000141464.79 ¦ +000000000.00 ¦ -000141464.79 ¦ -000141464.79 ¦ -000115165.43 ¦ -000245871.27 ¦ +000000000.00 ¦ +000000000.00 ¦ -000245871.27 ¦ -000245871.27 ¦ -000182129.88 ¦ +000000000.00 ¦ +000000000.00 ¦ -001874170.63 ¦ -002384810.87 ¦ -002384810.87 ¦ +000000000.00 ¦ | Eversource ¦ Standalone ¦ Customer Owned ¦ Residential Low Income ¦ Bids into FCM | Residential ¦ 2024 ¦ 50 | Eversource | Residential | Bids into FCM | 2024 | Residential Low Income
| UI ¦ Standalone ¦ Customer Owned ¦ Residential Non-LMI ¦ Does Not Bid into FCM ¦ Residential ¦ 2024 ¦ 50 | -000001687.78 ¦ -000001687.78 ¦ +000000000.00 ¦ -000001687.78 ¦ -000001687.78 ¦ -000001288.83 ¦ +000382501.06 ¦ +000382501.06 ¦ +000000000.00 ¦ +000382501.06 ¦ +000382501.06 ¦ +000224957.62 ¦ +000255000.71 ¦ +000000000.00 ¦ +000000000.00 ¦ +000255000.71 ¦ +000255000.71 ¦ +000149971.75 ¦ +000741470.52 ¦ +000741470.52 ¦ +000000000.00 ¦ +000741470.52 ¦ +000741470.52 ¦ +000556773.50 ¦ +000494313.68 ¦ +000000000.00 ¦ +000000000.00 ¦ +000494313.68 ¦ +000494313.68 ¦ +000371182.33 ¦ +000082225.92 ¦ +000082225.92 ¦ +000000000.00 ¦ +000082225.92 ¦ +000082225.92 ¦ +000064909.17 ¦ +000054817.28 ¦ +000000000.00 ¦ +000000000.00 ¦ +000054817.28 ¦ +000054817.28 ¦ +000043272.78 ¦ +000014411.35 ¦ +000014411.35 ¦ +000000000.00 ¦ +000014411.35 ¦ +000014411.35 ¦ +000010781.06 ¦ +002945022.84 ¦ +002945022.84 ¦ +000000000.00 ¦ +002945022.84 ¦ +002945022.84 ¦ +001831983.30 ¦ +001963348.56 ¦ +000000000.00 ¦ +000000000.00 ¦ +001963348.56 ¦ +001963348.56 ¦ +001221322.20 ¦ -000001447.20 ¦ -000001447.20 ¦ +000000000.00 ¦ -000001447.20 ¦ -000001447.20 ¦ -000001141.23 ¦ +000000000.00 ¦ +000000000.00 ¦ +000000000.00 ¦ -000017410.00 ¦ +000000000.00 ¦ +000000000.00 ¦ +000000000.00 ¦ +000000000.00 ¦ +000000000.00 ¦ +000000000.00 ¦ +000000000.00 ¦ +000000000.00 ¦ +000000000.00 ¦ +000000000.00 ¦ +000000000.00 ¦ +000000000.00 ¦ +000000000.00 ¦ +000000000.00 ¦ +000000000.00 ¦ +000000000.00 ¦ +000000000.00 ¦ +000000000.00 ¦ +000000000.00 ¦ +000000000.00 ¦ +000000000.00 ¦ +000000000.00 ¦ +000000000.00 ¦ +000000000.00 ¦ +000000000.00 ¦ +000000000.00 ¦ +000000000.00 ¦ +000000000.00 ¦ +000000000.00 ¦ +000000000.00 ¦ +000000000.00 ¦ +000000000.00 ¦ +000000000.00 ¦ +000000000.00 ¦ +000478380.77 ¦ +000000000.00 ¦ +000000000.00 ¦ +000000000.00 ¦ +000000000.00 ¦ +000000000.00 ¦ +000206891.47 ¦ +000000000.00 ¦ +000000000.00 ¦ -000252175.92 ¦ -000481822.08 ¦ -000481822.08 ¦ +000395567.24 ¦ +000000000.00 ¦ +000000000.00 ¦ -000429780.83 ¦ -001460606.34 ¦ +000000000.00 ¦ +000943121.82 ¦ +000000000.00 ¦ +000000000.00 ¦ -001129565.64 ¦ +000000000.00 ¦ +000000000.00 ¦ +000000000.00 ¦ +000000000.00 ¦ +000000000.00 ¦ +000000000.00 ¦ -000212197.19 ¦ -000212197.19 ¦ +000000000.00 ¦ -000212197.19 ¦ -000212197.19 ¦ -000172748.15 ¦ -001689756.14 ¦ +000000000.00 ¦ +000000000.00 ¦ -001689756.14 ¦ -001689756.14 ¦ -001223222.92 ¦ +000000000.00 ¦ +000000000.00 ¦ -002811255.94 ¦ -003577216.31 ¦ -003577216.31 ¦ +000000000.00 ¦ | UI ¦ Standalone ¦ Customer Owned ¦ Residential Non-LMI ¦ Does Not Bid into FCM | Residential ¦ 2024 ¦ 50 | UI | Residential | Does Not Bid into FCM | 2024 | Residential Non-LMI
| UI ¦ Standalone ¦ Customer Owned ¦ Residential Non-LMI ¦ Bids into FCM ¦ Residential ¦ 2024 ¦ 50 | -000001687.78 ¦ -000001687.78 ¦ +000000000.00 ¦ -000001687.78 ¦ -000001687.78 ¦ -000001288.83 ¦ +000265411.19 ¦ +000265411.19 ¦ +000000000.00 ¦ +000265411.19 ¦ +000265411.19 ¦ +000196796.85 ¦ +000176940.79 ¦ +000000000.00 ¦ +000000000.00 ¦ +000176940.79 ¦ +000176940.79 ¦ +000131197.90 ¦ +000741470.52 ¦ +000741470.52 ¦ +000000000.00 ¦ +000741470.52 ¦ +000741470.52 ¦ +000556773.50 ¦ +000494313.68 ¦ +000000000.00 ¦ +000000000.00 ¦ +000494313.68 ¦ +000494313.68 ¦ +000371182.33 ¦ +000005639.91 ¦ +000005639.91 ¦ +000000000.00 ¦ +000005639.91 ¦ +000005639.91 ¦ +000004642.76 ¦ +000003759.94 ¦ +000000000.00 ¦ +000000000.00 ¦ +000003759.94 ¦ +000003759.94 ¦ +000003095.17 ¦ +000014411.35 ¦ +000014411.35 ¦ +000000000.00 ¦ +000014411.35 ¦ +000014411.35 ¦ +000010781.06 ¦ +000468390.88 ¦ +000468390.88 ¦ +000000000.00 ¦ +000468390.88 ¦ +000468390.88 ¦ +000385281.38 ¦ +000312260.59 ¦ +000000000.00 ¦ +000000000.00 ¦ +000312260.59 ¦ +000312260.59 ¦ +000256854.25 ¦ -000001447.20 ¦ -000001447.20 ¦ +000000000.00 ¦ -000001447.20 ¦ -000001447.20 ¦ -000001141.23 ¦ +000000000.00 ¦ +000000000.00 ¦ +000000000.00 ¦ -000017410.00 ¦ +000000000.00 ¦ +000000000.00 ¦ +000000000.00 ¦ +000000000.00 ¦ +000000000.00 ¦ +000000000.00 ¦ +000000000.00 ¦ +000000000.00 ¦ +000000000.00 ¦ +000000000.00 ¦ +000000000.00 ¦ +000000000.00 ¦ +000000000.00 ¦ +000000000.00 ¦ +000000000.00 ¦ +000000000.00 ¦ +000000000.00 ¦ +000000000.00 ¦ +000000000.00 ¦ +000000000.00 ¦ +000000000.00 ¦ +000000000.00 ¦ +000000000.00 ¦ +000000000.00 ¦ +000000000.00 ¦ +000000000.00 ¦ +000000000.00 ¦ +000000000.00 ¦ +000000000.00 ¦ +000000000.00 ¦ +000000000.00 ¦ +000000000.00 ¦ +000000000.00 ¦ +000000000.00 ¦ +000478380.77 ¦ +000000000.00 ¦ +000000000.00 ¦ +000000000.00 ¦ +000000000.00 ¦ +000000000.00 ¦ +000206891.47 ¦ +000000000.00 ¦ +000000000.00 ¦ -000252175.92 ¦ -000481822.08 ¦ -000481822.08 ¦ +000395567.24 ¦ +000000000.00 ¦ +000000000.00 ¦ -000429780.83 ¦ -001460606.34 ¦ +000000000.00 ¦ +000943121.82 ¦ +000000000.00 ¦ +000000000.00 ¦ -001129565.64 ¦ +000000000.00 ¦ +000000000.00 ¦ +000000000.00 ¦ +000000000.00 ¦ +000000000.00 ¦ +000000000.00 ¦ -000212197.19 ¦ -000212197.19 ¦ +000000000.00 ¦ -000212197.19 ¦ -000212197.19 ¦ -000172748.15 ¦ -001689756.14 ¦ +000000000.00 ¦ +000000000.00 ¦ -001689756.14 ¦ -001689756.14 ¦ -001223222.92 ¦ +000000000.00 ¦ +000000000.00 ¦ -002811255.94 ¦ -003577216.31 ¦ -003577216.31 ¦ +000000000.00 ¦ | UI ¦ Standalone ¦ Customer Owned ¦ Residential Non-LMI ¦ Bids into FCM | Residential ¦ 2024 ¦ 50 | UI | Residential | Bids into FCM | 2024 | Residential Non-LMI
| UI ¦ Standalone ¦ Customer Owned ¦ Residential Underserved ¦ Does Not Bid into FCM ¦ Residential ¦ 2024 ¦ 50 | -000000843.89 ¦ -000000843.89 ¦ +000000000.00 ¦ -000000843.89 ¦ -000000843.89 ¦ -000000644.41 ¦ +000191250.53 ¦ +000191250.53 ¦ +000000000.00 ¦ +000191250.53 ¦ +000191250.53 ¦ +000112478.81 ¦ +000127500.35 ¦ +000000000.00 ¦ +000000000.00 ¦ +000127500.35 ¦ +000127500.35 ¦ +000074985.87 ¦ +000370735.26 ¦ +000370735.26 ¦ +000000000.00 ¦ +000370735.26 ¦ +000370735.26 ¦ +000278386.75 ¦ +000247156.84 ¦ +000000000.00 ¦ +000000000.00 ¦ +000247156.84 ¦ +000247156.84 ¦ +000185591.17 ¦ +000041112.96 ¦ +000041112.96 ¦ +000000000.00 ¦ +000041112.96 ¦ +000041112.96 ¦ +000032454.58 ¦ +000027408.64 ¦ +000000000.00 ¦ +000000000.00 ¦ +000027408.64 ¦ +000027408.64 ¦ +000021636.39 ¦ +000007205.68 ¦ +000007205.68 ¦ +000000000.00 ¦ +000007205.68 ¦ +000007205.68 ¦ +000005390.53 ¦ +001472511.42 ¦ +001472511.42 ¦ +000000000.00 ¦ +001472511.42 ¦ +001472511.42 ¦ +000915991.65 ¦ +000981674.28 ¦ +000000000.00 ¦ +000000000.00 ¦ +000981674.28 ¦ +000981674.28 ¦ +000610661.10 ¦ -000000723.60 ¦ -000000723.60 ¦ +000000000.00 ¦ -000000723.60 ¦ -000000723.60 ¦ -000000570.61 ¦ +000000000.00 ¦ +000000000.00 ¦ +000000000.00 ¦ -000008705.00 ¦ +000000000.00 ¦ +000000000.00 ¦ +000000000.00 ¦ +000000000.00 ¦ +000000000.00 ¦ +000000000.00 ¦ +000000000.00 ¦ +000000000.00 ¦ +000000000.00 ¦ +000000000.00 ¦ +000000000.00 ¦ +000000000.00 ¦ +000000000.00 ¦ +000000000.00 ¦ +000000000.00 ¦ +000000000.00 ¦ +000000000.00 ¦ +000000000.00 ¦ +000000000.00 ¦ +000000000.00 ¦ +000000000.00 ¦ +000000000.00 ¦ +000000000.00 ¦ +000000000.00 ¦ +000000000.00 ¦ +000000000.00 ¦ +000000000.00 ¦ +000000000.00 ¦ +000000000.00 ¦ +000000000.00 ¦ +000000000.00 ¦ +000000000.00 ¦ +000000000.00 ¦ +000000000.00 ¦ +000239190.38 ¦ +000000000.00 ¦ +000000000.00 ¦ +000000000.00 ¦ +000000000.00 ¦ +000000000.00 ¦ +000103445.74 ¦ +000000000.00 ¦ +000000000.00 ¦ -000126087.96 ¦ -000361366.56 ¦ -000361366.56 ¦ +000296675.43 ¦ +000000000.00 ¦ +000000000.00 ¦ -000322335.62 ¦ -000730303.17 ¦ +000000000.00 ¦ +000471560.91 ¦ +000000000.00 ¦ +000000000.00 ¦ -000564782.82 ¦ +000000000.00 ¦ +000000000.00 ¦ +000000000.00 ¦ +000000000.00 ¦ +000000000.00 ¦ +000000000.00 ¦ -000106098.59 ¦ -000106098.59 ¦ +000000000.00 ¦ -000106098.59 ¦ -000106098.59 ¦ -000086374.07 ¦ -000844878.07 ¦ +000000000.00 ¦ +000000000.00 ¦ -000844878.07 ¦ -000844878.07 ¦ -000611611.46 ¦ +000000000.00 ¦ +000000000.00 ¦ -001405627.97 ¦ -001788608.15 ¦ -001788608.15 ¦ +000000000.00 ¦ | UI ¦ Standalone ¦ Customer Owned ¦ Residential Underserved ¦ Does Not Bid into FCM | Residential ¦ 2024 ¦ 50 | UI | Residential | Does Not Bid into FCM | 2024 | Residential Underserved
| UI ¦ Standalone ¦ Customer Owned ¦ Residential Underserved ¦ Bids into FCM ¦ Residential ¦ 2024 ¦ 50 | -000000843.89 ¦ -000000843.89 ¦ +000000000.00 ¦ -000000843.89 ¦ -000000843.89 ¦ -000000644.41 ¦ +000132705.60 ¦ +000132705.60 ¦ +000000000.00 ¦ +000132705.60 ¦ +000132705.60 ¦ +000098398.42 ¦ +000088470.40 ¦ +000000000.00 ¦ +000000000.00 ¦ +000088470.40 ¦ +000088470.40 ¦ +000065598.95 ¦ +000370735.26 ¦ +000370735.26 ¦ +000000000.00 ¦ +000370735.26 ¦ +000370735.26 ¦ +000278386.75 ¦ +000247156.84 ¦ +000000000.00 ¦ +000000000.00 ¦ +000247156.84 ¦ +000247156.84 ¦ +000185591.17 ¦ +000002819.96 ¦ +000002819.96 ¦ +000000000.00 ¦ +000002819.96 ¦ +000002819.96 ¦ +000002321.38 ¦ +000001879.97 ¦ +000000000.00 ¦ +000000000.00 ¦ +000001879.97 ¦ +000001879.97 ¦ +000001547.59 ¦ +000007205.68 ¦ +000007205.68 ¦ +000000000.00 ¦ +000007205.68 ¦ +000007205.68 ¦ +000005390.53 ¦ +000234195.44 ¦ +000234195.44 ¦ +000000000.00 ¦ +000234195.44 ¦ +000234195.44 ¦ +000192640.69 ¦ +000156130.29 ¦ +000000000.00 ¦ +000000000.00 ¦ +000156130.29 ¦ +000156130.29 ¦ +000128427.13 ¦ -000000723.60 ¦ -000000723.60 ¦ +000000000.00 ¦ -000000723.60 ¦ -000000723.60 ¦ -000000570.61 ¦ +000000000.00 ¦ +000000000.00 ¦ +000000000.00 ¦ -000008705.00 ¦ +000000000.00 ¦ +000000000.00 ¦ +000000000.00 ¦ +000000000.00 ¦ +000000000.00 ¦ +000000000.00 ¦ +000000000.00 ¦ +000000000.00 ¦ +000000000.00 ¦ +000000000.00 ¦ +000000000.00 ¦ +000000000.00 ¦ +000000000.00 ¦ +000000000.00 ¦ +000000000.00 ¦ +000000000.00 ¦ +000000000.00 ¦ +000000000.00 ¦ +000000000.00 ¦ +000000000.00 ¦ +000000000.00 ¦ +000000000.00 ¦ +000000000.00 ¦ +000000000.00 ¦ +000000000.00 ¦ +000000000.00 ¦ +000000000.00 ¦ +000000000.00 ¦ +000000000.00 ¦ +000000000.00 ¦ +000000000.00 ¦ +000000000.00 ¦ +000000000.00 ¦ +000000000.00 ¦ +000239190.38 ¦ +000000000.00 ¦ +000000000.00 ¦ +000000000.00 ¦ +000000000.00 ¦ +000000000.00 ¦ +000103445.74 ¦ +000000000.00 ¦ +000000000.00 ¦ -000126087.96 ¦ -000361366.56 ¦ -000361366.56 ¦ +000296675.43 ¦ +000000000.00 ¦ +000000000.00 ¦ -000322335.62 ¦ -000730303.17 ¦ +000000000.00 ¦ +000471560.91 ¦ +000000000.00 ¦ +000000000.00 ¦ -000564782.82 ¦ +000000000.00 ¦ +000000000.00 ¦ +000000000.00 ¦ +000000000.00 ¦ +000000000.00 ¦ +000000000.00 ¦ -000106098.59 ¦ -000106098.59 ¦ +000000000.00 ¦ -000106098.59 ¦ -000106098.59 ¦ -000086374.07 ¦ -000844878.07 ¦ +000000000.00 ¦ +000000000.00 ¦ -000844878.07 ¦ -000844878.07 ¦ -000611611.46 ¦ +000000000.00 ¦ +000000000.00 ¦ -001405627.97 ¦ -001788608.15 ¦ -001788608.15 ¦ +000000000.00 ¦ | UI ¦ Standalone ¦ Customer Owned ¦ Residential Underserved ¦ Bids into FCM | Residential ¦ 2024 ¦ 50 | UI | Residential | Bids into FCM | 2024 | Residential Underserved
| UI ¦ Standalone ¦ Customer Owned ¦ Residential Low Income ¦ Does Not Bid into FCM ¦ Residential ¦ 2024 ¦ 50 | -000000281.30 ¦ -000000281.30 ¦ +000000000.00 ¦ -000000281.30 ¦ -000000281.30 ¦ -000000214.80 ¦ +000063750.18 ¦ +000063750.18 ¦ +000000000.00 ¦ +000063750.18 ¦ +000063750.18 ¦ +000037492.94 ¦ +000042500.12 ¦ +000000000.00 ¦ +000000000.00 ¦ +000042500.12 ¦ +000042500.12 ¦ +000024995.29 ¦ +000123578.42 ¦ +000123578.42 ¦ +000000000.00 ¦ +000123578.42 ¦ +000123578.42 ¦ +000092795.58 ¦ +000082385.61 ¦ +000000000.00 ¦ +000000000.00 ¦ +000082385.61 ¦ +000082385.61 ¦ +000061863.72 ¦ +000013704.32 ¦ +000013704.32 ¦ +000000000.00 ¦ +000013704.32 ¦ +000013704.32 ¦ +000010818.19 ¦ +000009136.21 ¦ +000000000.00 ¦ +000000000.00 ¦ +000009136.21 ¦ +000009136.21 ¦ +000007212.13 ¦ +000002401.89 ¦ +000002401.89 ¦ +000000000.00 ¦ +000002401.89 ¦ +000002401.89 ¦ +000001796.84 ¦ +000490837.14 ¦ +000490837.14 ¦ +000000000.00 ¦ +000490837.14 ¦ +000490837.14 ¦ +000305330.55 ¦ +000327224.76 ¦ +000000000.00 ¦ +000000000.00 ¦ +000327224.76 ¦ +000327224.76 ¦ +000203553.70 ¦ -000000241.20 ¦ -000000241.20 ¦ +000000000.00 ¦ -000000241.20 ¦ -000000241.20 ¦ -000000190.20 ¦ +000000000.00 ¦ +000000000.00 ¦ +000000000.00 ¦ -000002901.67 ¦ +000000000.00 ¦ +000000000.00 ¦ +000000000.00 ¦ +000000000.00 ¦ +000000000.00 ¦ +000000000.00 ¦ +000000000.00 ¦ +000000000.00 ¦ +000000000.00 ¦ +000000000.00 ¦ +000000000.00 ¦ +000000000.00 ¦ +000000000.00 ¦ +000000000.00 ¦ +000000000.00 ¦ +000000000.00 ¦ +000000000.00 ¦ +000000000.00 ¦ +000000000.00 ¦ +000000000.00 ¦ +000000000.00 ¦ +000000000.00 ¦ +000000000.00 ¦ +000000000.00 ¦ +000000000.00 ¦ +000000000.00 ¦ +000000000.00 ¦ +000000000.00 ¦ +000000000.00 ¦ +000000000.00 ¦ +000000000.00 ¦ +000000000.00 ¦ +000000000.00 ¦ +000000000.00 ¦ +000079730.13 ¦ +000000000.00 ¦ +000000000.00 ¦ +000000000.00 ¦ +000000000.00 ¦ +000000000.00 ¦ +000034481.91 ¦ +000000000.00 ¦ +000000000.00 ¦ -000042029.32 ¦ -000160607.36 ¦ -000160607.36 ¦ +000131855.75 ¦ +000000000.00 ¦ +000000000.00 ¦ -000143260.28 ¦ -000243434.39 ¦ +000000000.00 ¦ +000157186.97 ¦ +000000000.00 ¦ +000000000.00 ¦ -000188260.94 ¦ +000000000.00 ¦ +000000000.00 ¦ +000000000.00 ¦ +000000000.00 ¦ +000000000.00 ¦ +000000000.00 ¦ -000035366.20 ¦ -000035366.20 ¦ +000000000.00 ¦ -000035366.20 ¦ -000035366.20 ¦ -000028791.36 ¦ -000281626.02 ¦ +000000000.00 ¦ +000000000.00 ¦ -000281626.02 ¦ -000281626.02 ¦ -000203870.49 ¦ +000000000.00 ¦ +000000000.00 ¦ -000468542.66 ¦ -000596202.72 ¦ -000596202.72 ¦ +000000000.00 ¦ | UI ¦ Standalone ¦ Customer Owned ¦ Residential Low Income ¦ Does Not Bid into FCM | Residential ¦ 2024 ¦ 50 | UI | Residential | Does Not Bid into FCM | 2024 | Residential Low Income
| UI ¦ Standalone ¦ Customer Owned ¦ Residential Low Income ¦ Bids into FCM ¦ Residential ¦ 2024 ¦ 50 | -000000281.30 ¦ -000000281.30 ¦ +000000000.00 ¦ -000000281.30 ¦ -000000281.30 ¦ -000000214.80 ¦ +000044235.20 ¦ +000044235.20 ¦ +000000000.00 ¦ +000044235.20 ¦ +000044235.20 ¦ +000032799.47 ¦ +000029490.13 ¦ +000000000.00 ¦ +000000000.00 ¦ +000029490.13 ¦ +000029490.13 ¦ +000021866.32 ¦ +000123578.42 ¦ +000123578.42 ¦ +000000000.00 ¦ +000123578.42 ¦ +000123578.42 ¦ +000092795.58 ¦ +000082385.61 ¦ +000000000.00 ¦ +000000000.00 ¦ +000082385.61 ¦ +000082385.61 ¦ +000061863.72 ¦ +000000939.99 ¦ +000000939.99 ¦ +000000000.00 ¦ +000000939.99 ¦ +000000939.99 ¦ +000000773.79 ¦ +000000626.66 ¦ +000000000.00 ¦ +000000000.00 ¦ +000000626.66 ¦ +000000626.66 ¦ +000000515.86 ¦ +000002401.89 ¦ +000002401.89 ¦ +000000000.00 ¦ +000002401.89 ¦ +000002401.89 ¦ +000001796.84 ¦ +000078065.15 ¦ +000078065.15 ¦ +000000000.00 ¦ +000078065.15 ¦ +000078065.15 ¦ +000064213.56 ¦ +000052043.43 ¦ +000000000.00 ¦ +000000000.00 ¦ +000052043.43 ¦ +000052043.43 ¦ +000042809.04 ¦ -000000241.20 ¦ -000000241.20 ¦ +000000000.00 ¦ -000000241.20 ¦ -000000241.20 ¦ -000000190.20 ¦ +000000000.00 ¦ +000000000.00 ¦ +000000000.00 ¦ -000002901.67 ¦ +000000000.00 ¦ +000000000.00 ¦ +000000000.00 ¦ +000000000.00 ¦ +000000000.00 ¦ +000000000.00 ¦ +000000000.00 ¦ +000000000.00 ¦ +000000000.00 ¦ +000000000.00 ¦ +000000000.00 ¦ +000000000.00 ¦ +000000000.00 ¦ +000000000.00 ¦ +000000000.00 ¦ +000000000.00 ¦ +000000000.00 ¦ +000000000.00 ¦ +000000000.00 ¦ +000000000.00 ¦ +000000000.00 ¦ +000000000.00 ¦ +000000000.00 ¦ +000000000.00 ¦ +000000000.00 ¦ +000000000.00 ¦ +000000000.00 ¦ +000000000.00 ¦ +000000000.00 ¦ +000000000.00 ¦ +000000000.00 ¦ +000000000.00 ¦ +000000000.00 ¦ +000000000.00 ¦ +000079730.13 ¦ +000000000.00 ¦ +000000000.00 ¦ +000000000.00 ¦ +000000000.00 ¦ +000000000.00 ¦ +000034481.91 ¦ +000000000.00 ¦ +000000000.00 ¦ -000042029.32 ¦ -000160607.36 ¦ -000160607.36 ¦ +000131855.75 ¦ +000000000.00 ¦ +000000000.00 ¦ -000143260.28 ¦ -000243434.39 ¦ +000000000.00 ¦ +000157186.97 ¦ +000000000.00 ¦ +000000000.00 ¦ -000188260.94 ¦ +000000000.00 ¦ +000000000.00 ¦ +000000000.00 ¦ +000000000.00 ¦ +000000000.00 ¦ +000000000.00 ¦ -000035366.20 ¦ -000035366.20 ¦ +000000000.00 ¦ -000035366.20 ¦ -000035366.20 ¦ -000028791.36 ¦ -000281626.02 ¦ +000000000.00 ¦ +000000000.00 ¦ -000281626.02 ¦ -000281626.02 ¦ -000203870.49 ¦ +000000000.00 ¦ +000000000.00 ¦ -000468542.66 ¦ -000596202.72 ¦ -000596202.72 ¦ +000000000.00 ¦ | UI ¦ Standalone ¦ Customer Owned ¦ Residential Low Income ¦ Bids into FCM | Residential ¦ 2024 ¦ 50 | UI | Residential | Bids into FCM | 2024 | Residential Low Income
PCT Results by Project Type and Install Block
Viable Combo |  | Benefit | Cost | PCT | Incentives NPV | Customer Type | EDCs | Ownership Model | System Size | Customer Segment | Year | System
Eversource ¦ Standalone ¦ Customer Owned ¦ Residential Non-LMI ¦ Does Not Bid into FCM ¦ Residential ¦ 2022 ¦ 10 |  | 2875703.77 | 4054734.5 | 0.70922 | 2102845.96 | Eversource ¦ Standalone ¦ Customer Owned ¦ Residential Non-LMI ¦ Does Not Bid into FCM | Eversource | Standalone | Customer Owned | Residential Non-LMI | 2022 | 10
Eversource ¦ Standalone ¦ Customer Owned ¦ Residential Non-LMI ¦ Bids into FCM ¦ Residential ¦ 2022 ¦ 10 |  | 2875703.77 | 4054734.5 | 0.70922 | 2102845.96 | Eversource ¦ Standalone ¦ Customer Owned ¦ Residential Non-LMI ¦ Bids into FCM | Eversource | Standalone | Customer Owned | Residential Non-LMI | 2022 | 10
Eversource ¦ Standalone ¦ Customer Owned ¦ Residential Underserved ¦ Does Not Bid into FCM ¦ Residential ¦ 2022 ¦ 10 |  | 1644033.7 | 2027367.25 | 0.81092 | 1257604.79 | Eversource ¦ Standalone ¦ Customer Owned ¦ Residential Underserved ¦ Does Not Bid into FCM | Eversource | Standalone | Customer Owned | Residential Underserved | 2022 | 10
Eversource ¦ Standalone ¦ Customer Owned ¦ Residential Underserved ¦ Bids into FCM ¦ Residential ¦ 2022 ¦ 10 |  | 1644033.7 | 2027367.25 | 0.81092 | 1257604.79 | Eversource ¦ Standalone ¦ Customer Owned ¦ Residential Underserved ¦ Bids into FCM | Eversource | Standalone | Customer Owned | Residential Underserved | 2022 | 10
Eversource ¦ Standalone ¦ Customer Owned ¦ Residential Low Income ¦ Does Not Bid into FCM ¦ Residential ¦ 2022 ¦ 10 |  | 616738.51 | 675789.08 | 0.91262 | 487928.87 | Eversource ¦ Standalone ¦ Customer Owned ¦ Residential Low Income ¦ Does Not Bid into FCM | Eversource | Standalone | Customer Owned | Residential Low Income | 2022 | 10
Eversource ¦ Standalone ¦ Customer Owned ¦ Residential Low Income ¦ Bids into FCM ¦ Residential ¦ 2022 ¦ 10 |  | 616738.51 | 675789.08 | 0.91262 | 487928.87 | Eversource ¦ Standalone ¦ Customer Owned ¦ Residential Low Income ¦ Bids into FCM | Eversource | Standalone | Customer Owned | Residential Low Income | 2022 | 10
Eversource ¦ Standalone ¦ Customer Owned ¦ Small C&I ¦ Does Not Bid into FCM ¦ Non-Residential ¦ 2022 ¦ 50 |  | 1177419.23 | 1659693.46 | 0.70942 | 876185.81 | Eversource ¦ Standalone ¦ Customer Owned ¦ Small C&I ¦ Does Not Bid into FCM | Eversource | Standalone | Customer Owned | Small C&I | 2022 | 50
Eversource ¦ Standalone ¦ Customer Owned ¦ Small C&I ¦ Bids into FCM ¦ Non-Residential ¦ 2022 ¦ 50 |  | 1177419.23 | 1659693.46 | 0.70942 | 876185.81 | Eversource ¦ Standalone ¦ Customer Owned ¦ Small C&I ¦ Bids into FCM | Eversource | Standalone | Customer Owned | Small C&I | 2022 | 50
Eversource ¦ Standalone ¦ Customer Owned ¦ Medium C&I ¦ Does Not Bid into FCM ¦ Non-Residential ¦ 2022 ¦ 50 |  | 1343829.98 | 1810723.26 | 0.74215 | 999877.52 | Eversource ¦ Standalone ¦ Customer Owned ¦ Medium C&I ¦ Does Not Bid into FCM | Eversource | Standalone | Customer Owned | Medium C&I | 2022 | 50
Eversource ¦ Standalone ¦ Customer Owned ¦ Medium C&I ¦ Bids into FCM ¦ Non-Residential ¦ 2022 ¦ 50 |  | 1343829.98 | 1810723.26 | 0.74215 | 999877.52 | Eversource ¦ Standalone ¦ Customer Owned ¦ Medium C&I ¦ Bids into FCM | Eversource | Standalone | Customer Owned | Medium C&I | 2022 | 50
Eversource ¦ Standalone ¦ Customer Owned ¦ Large C&I ¦ Does Not Bid into FCM ¦ Non-Residential ¦ 2022 ¦ 50 |  | 1772039.44 | 2444721.54 | 0.72484 | 1267861.74 | Eversource ¦ Standalone ¦ Customer Owned ¦ Large C&I ¦ Does Not Bid into FCM | Eversource | Standalone | Customer Owned | Large C&I | 2022 | 50
Eversource ¦ Standalone ¦ Customer Owned ¦ Large C&I ¦ Bids into FCM ¦ Non-Residential ¦ 2022 ¦ 50 |  | 1772039.44 | 2444721.54 | 0.72484 | 1267861.74 | Eversource ¦ Standalone ¦ Customer Owned ¦ Large C&I ¦ Bids into FCM | Eversource | Standalone | Customer Owned | Large C&I | 2022 | 50
UI ¦ Standalone ¦ Customer Owned ¦ Residential Non-LMI ¦ Does Not Bid into FCM ¦ Residential ¦ 2022 ¦ 10 |  | 748210.58 | 1013683.62 | 0.73811 | 525711.49 | UI ¦ Standalone ¦ Customer Owned ¦ Residential Non-LMI ¦ Does Not Bid into FCM | UI | Standalone | Customer Owned | Residential Non-LMI | 2022 | 10
UI ¦ Standalone ¦ Customer Owned ¦ Residential Non-LMI ¦ Bids into FCM ¦ Residential ¦ 2022 ¦ 10 |  | 748210.58 | 1013683.62 | 0.73811 | 525711.49 | UI ¦ Standalone ¦ Customer Owned ¦ Residential Non-LMI ¦ Bids into FCM | UI | Standalone | Customer Owned | Residential Non-LMI | 2022 | 10
UI ¦ Standalone ¦ Customer Owned ¦ Residential Underserved ¦ Does Not Bid into FCM ¦ Residential ¦ 2022 ¦ 10 |  | 425650.74 | 506841.81 | 0.83981 | 314401.2 | UI ¦ Standalone ¦ Customer Owned ¦ Residential Underserved ¦ Does Not Bid into FCM | UI | Standalone | Customer Owned | Residential Underserved | 2022 | 10
UI ¦ Standalone ¦ Customer Owned ¦ Residential Underserved ¦ Bids into FCM ¦ Residential ¦ 2022 ¦ 10 |  | 425650.74 | 506841.81 | 0.83981 | 314401.2 | UI ¦ Standalone ¦ Customer Owned ¦ Residential Underserved ¦ Bids into FCM | UI | Standalone | Customer Owned | Residential Underserved | 2022 | 10
UI ¦ Standalone ¦ Customer Owned ¦ Residential Low Income ¦ Does Not Bid into FCM ¦ Residential ¦ 2022 ¦ 10 |  | 159065.4 | 168947.27 | 0.94151 | 121982.22 | UI ¦ Standalone ¦ Customer Owned ¦ Residential Low Income ¦ Does Not Bid into FCM | UI | Standalone | Customer Owned | Residential Low Income | 2022 | 10
UI ¦ Standalone ¦ Customer Owned ¦ Residential Low Income ¦ Bids into FCM ¦ Residential ¦ 2022 ¦ 10 |  | 159065.4 | 168947.27 | 0.94151 | 121982.22 | UI ¦ Standalone ¦ Customer Owned ¦ Residential Low Income ¦ Bids into FCM | UI | Standalone | Customer Owned | Residential Low Income | 2022 | 10
UI ¦ Standalone ¦ Customer Owned ¦ Small C&I ¦ Does Not Bid into FCM ¦ Non-Residential ¦ 2022 ¦ 50 |  | 303832.09 | 414923.37 | 0.73226 | 219046.45 | UI ¦ Standalone ¦ Customer Owned ¦ Small C&I ¦ Does Not Bid into FCM | UI | Standalone | Customer Owned | Small C&I | 2022 | 50
UI ¦ Standalone ¦ Customer Owned ¦ Small C&I ¦ Bids into FCM ¦ Non-Residential ¦ 2022 ¦ 50 |  | 303832.09 | 414923.37 | 0.73226 | 219046.45 | UI ¦ Standalone ¦ Customer Owned ¦ Small C&I ¦ Bids into FCM | UI | Standalone | Customer Owned | Small C&I | 2022 | 50
UI ¦ Standalone ¦ Customer Owned ¦ Medium C&I ¦ Does Not Bid into FCM ¦ Non-Residential ¦ 2022 ¦ 50 |  | 351712.16 | 452680.81 | 0.77695 | 249969.39 | UI ¦ Standalone ¦ Customer Owned ¦ Medium C&I ¦ Does Not Bid into FCM | UI | Standalone | Customer Owned | Medium C&I | 2022 | 50
UI ¦ Standalone ¦ Customer Owned ¦ Medium C&I ¦ Bids into FCM ¦ Non-Residential ¦ 2022 ¦ 50 |  | 351712.16 | 452680.81 | 0.77695 | 249969.39 | UI ¦ Standalone ¦ Customer Owned ¦ Medium C&I ¦ Bids into FCM | UI | Standalone | Customer Owned | Medium C&I | 2022 | 50
UI ¦ Standalone ¦ Customer Owned ¦ Large C&I ¦ Does Not Bid into FCM ¦ Non-Residential ¦ 2022 ¦ 50 |  | 439837.28 | 611180.38 | 0.71965 | 316965.43 | UI ¦ Standalone ¦ Customer Owned ¦ Large C&I ¦ Does Not Bid into FCM | UI | Standalone | Customer Owned | Large C&I | 2022 | 50
UI ¦ Standalone ¦ Customer Owned ¦ Large C&I ¦ Bids into FCM ¦ Non-Residential ¦ 2022 ¦ 50 |  | 439837.28 | 611180.38 | 0.71965 | 316965.43 | UI ¦ Standalone ¦ Customer Owned ¦ Large C&I ¦ Bids into FCM | UI | Standalone | Customer Owned | Large C&I | 2022 | 50
Eversource ¦ Standalone ¦ Customer Owned ¦ Residential Non-LMI ¦ Does Not Bid into FCM ¦ Residential ¦ 2023 ¦ 10 |  | 1126718.02 | 1531287.17 | 0.7358 | 819290.63 | Eversource ¦ Standalone ¦ Customer Owned ¦ Residential Non-LMI ¦ Does Not Bid into FCM | Eversource | Standalone | Customer Owned | Residential Non-LMI | 2023 | 10
Eversource ¦ Standalone ¦ Customer Owned ¦ Residential Non-LMI ¦ Bids into FCM ¦ Residential ¦ 2023 ¦ 10 |  | 1126718.02 | 1531287.17 | 0.7358 | 819290.63 | Eversource ¦ Standalone ¦ Customer Owned ¦ Residential Non-LMI ¦ Bids into FCM | Eversource | Standalone | Customer Owned | Residential Non-LMI | 2023 | 10
Eversource ¦ Standalone ¦ Customer Owned ¦ Residential Underserved ¦ Does Not Bid into FCM ¦ Residential ¦ 2023 ¦ 10 |  | 643689.59 | 765643.58 | 0.84072 | 489975.9 | Eversource ¦ Standalone ¦ Customer Owned ¦ Residential Underserved ¦ Does Not Bid into FCM | Eversource | Standalone | Customer Owned | Residential Underserved | 2023 | 10
Eversource ¦ Standalone ¦ Customer Owned ¦ Residential Underserved ¦ Bids into FCM ¦ Residential ¦ 2023 ¦ 10 |  | 643689.59 | 765643.58 | 0.84072 | 489975.9 | Eversource ¦ Standalone ¦ Customer Owned ¦ Residential Underserved ¦ Bids into FCM | Eversource | Standalone | Customer Owned | Residential Underserved | 2023 | 10
Eversource ¦ Standalone ¦ Customer Owned ¦ Residential Low Income ¦ Does Not Bid into FCM ¦ Residential ¦ 2023 ¦ 10 |  | 241340.06 | 255214.53 | 0.94564 | 190102.16 | Eversource ¦ Standalone ¦ Customer Owned ¦ Residential Low Income ¦ Does Not Bid into FCM | Eversource | Standalone | Customer Owned | Residential Low Income | 2023 | 10
Eversource ¦ Standalone ¦ Customer Owned ¦ Residential Low Income ¦ Bids into FCM ¦ Residential ¦ 2023 ¦ 10 |  | 241340.06 | 255214.53 | 0.94564 | 190102.16 | Eversource ¦ Standalone ¦ Customer Owned ¦ Residential Low Income ¦ Bids into FCM | Eversource | Standalone | Customer Owned | Residential Low Income | 2023 | 10
Eversource ¦ Standalone ¦ Customer Owned ¦ Small C&I ¦ Does Not Bid into FCM ¦ Non-Residential ¦ 2023 ¦ 50 |  | 2152094.36 | 2925072.67 | 0.73574 | 1593065.12 | Eversource ¦ Standalone ¦ Customer Owned ¦ Small C&I ¦ Does Not Bid into FCM | Eversource | Standalone | Customer Owned | Small C&I | 2023 | 50
Eversource ¦ Standalone ¦ Customer Owned ¦ Small C&I ¦ Bids into FCM ¦ Non-Residential ¦ 2023 ¦ 50 |  | 2152094.36 | 2925072.67 | 0.73574 | 1593065.12 | Eversource ¦ Standalone ¦ Customer Owned ¦ Small C&I ¦ Bids into FCM | Eversource | Standalone | Customer Owned | Small C&I | 2023 | 50
Eversource ¦ Standalone ¦ Customer Owned ¦ Medium C&I ¦ Does Not Bid into FCM ¦ Non-Residential ¦ 2023 ¦ 50 |  | 2456129.06 | 3191574.02 | 0.76957 | 1817959.14 | Eversource ¦ Standalone ¦ Customer Owned ¦ Medium C&I ¦ Does Not Bid into FCM | Eversource | Standalone | Customer Owned | Medium C&I | 2023 | 50
Eversource ¦ Standalone ¦ Customer Owned ¦ Medium C&I ¦ Bids into FCM ¦ Non-Residential ¦ 2023 ¦ 50 |  | 2456129.06 | 3191574.02 | 0.76957 | 1817959.14 | Eversource ¦ Standalone ¦ Customer Owned ¦ Medium C&I ¦ Bids into FCM | Eversource | Standalone | Customer Owned | Medium C&I | 2023 | 50
Eversource ¦ Standalone ¦ Customer Owned ¦ Large C&I ¦ Does Not Bid into FCM ¦ Non-Residential ¦ 2023 ¦ 50 |  | 3240558.48 | 4309591.24 | 0.75194 | 2305203.17 | Eversource ¦ Standalone ¦ Customer Owned ¦ Large C&I ¦ Does Not Bid into FCM | Eversource | Standalone | Customer Owned | Large C&I | 2023 | 50
Eversource ¦ Standalone ¦ Customer Owned ¦ Large C&I ¦ Bids into FCM ¦ Non-Residential ¦ 2023 ¦ 50 |  | 3240558.48 | 4309591.24 | 0.75194 | 2305203.17 | Eversource ¦ Standalone ¦ Customer Owned ¦ Large C&I ¦ Bids into FCM | Eversource | Standalone | Customer Owned | Large C&I | 2023 | 50
UI ¦ Standalone ¦ Customer Owned ¦ Residential Non-LMI ¦ Does Not Bid into FCM ¦ Residential ¦ 2023 ¦ 10 |  | 293374.35 | 382821.79 | 0.76635 | 204822.66 | UI ¦ Standalone ¦ Customer Owned ¦ Residential Non-LMI ¦ Does Not Bid into FCM | UI | Standalone | Customer Owned | Residential Non-LMI | 2023 | 10
UI ¦ Standalone ¦ Customer Owned ¦ Residential Non-LMI ¦ Bids into FCM ¦ Residential ¦ 2023 ¦ 10 |  | 293374.35 | 382821.79 | 0.76635 | 204822.66 | UI ¦ Standalone ¦ Customer Owned ¦ Residential Non-LMI ¦ Bids into FCM | UI | Standalone | Customer Owned | Residential Non-LMI | 2023 | 10
UI ¦ Standalone ¦ Customer Owned ¦ Residential Underserved ¦ Does Not Bid into FCM ¦ Residential ¦ 2023 ¦ 10 |  | 166769.81 | 191410.9 | 0.87127 | 122493.97 | UI ¦ Standalone ¦ Customer Owned ¦ Residential Underserved ¦ Does Not Bid into FCM | UI | Standalone | Customer Owned | Residential Underserved | 2023 | 10
UI ¦ Standalone ¦ Customer Owned ¦ Residential Underserved ¦ Bids into FCM ¦ Residential ¦ 2023 ¦ 10 |  | 166769.81 | 191410.9 | 0.87127 | 122493.97 | UI ¦ Standalone ¦ Customer Owned ¦ Residential Underserved ¦ Bids into FCM | UI | Standalone | Customer Owned | Residential Underserved | 2023 | 10
UI ¦ Standalone ¦ Customer Owned ¦ Residential Low Income ¦ Does Not Bid into FCM ¦ Residential ¦ 2023 ¦ 10 |  | 62284.16 | 63803.63 | 0.97619 | 47525.54 | UI ¦ Standalone ¦ Customer Owned ¦ Residential Low Income ¦ Does Not Bid into FCM | UI | Standalone | Customer Owned | Residential Low Income | 2023 | 10
UI ¦ Standalone ¦ Customer Owned ¦ Residential Low Income ¦ Bids into FCM ¦ Residential ¦ 2023 ¦ 10 |  | 62284.16 | 63803.63 | 0.97619 | 47525.54 | UI ¦ Standalone ¦ Customer Owned ¦ Residential Low Income ¦ Bids into FCM | UI | Standalone | Customer Owned | Residential Low Income | 2023 | 10
UI ¦ Standalone ¦ Customer Owned ¦ Small C&I ¦ Does Not Bid into FCM ¦ Non-Residential ¦ 2023 ¦ 50 |  | 555685.8 | 731268.17 | 0.75989 | 398266.28 | UI ¦ Standalone ¦ Customer Owned ¦ Small C&I ¦ Does Not Bid into FCM | UI | Standalone | Customer Owned | Small C&I | 2023 | 50
UI ¦ Standalone ¦ Customer Owned ¦ Small C&I ¦ Bids into FCM ¦ Non-Residential ¦ 2023 ¦ 50 |  | 555685.8 | 731268.17 | 0.75989 | 398266.28 | UI ¦ Standalone ¦ Customer Owned ¦ Small C&I ¦ Bids into FCM | UI | Standalone | Customer Owned | Small C&I | 2023 | 50
UI ¦ Standalone ¦ Customer Owned ¦ Medium C&I ¦ Does Not Bid into FCM ¦ Non-Residential ¦ 2023 ¦ 50 |  | 643393.2 | 797893.5 | 0.80636 | 454489.78 | UI ¦ Standalone ¦ Customer Owned ¦ Medium C&I ¦ Does Not Bid into FCM | UI | Standalone | Customer Owned | Medium C&I | 2023 | 50
UI ¦ Standalone ¦ Customer Owned ¦ Medium C&I ¦ Bids into FCM ¦ Non-Residential ¦ 2023 ¦ 50 |  | 643393.2 | 797893.5 | 0.80636 | 454489.78 | UI ¦ Standalone ¦ Customer Owned ¦ Medium C&I ¦ Bids into FCM | UI | Standalone | Customer Owned | Medium C&I | 2023 | 50
UI ¦ Standalone ¦ Customer Owned ¦ Large C&I ¦ Does Not Bid into FCM ¦ Non-Residential ¦ 2023 ¦ 50 |  | 804227.1 | 1077397.81 | 0.74645 | 576300.79 | UI ¦ Standalone ¦ Customer Owned ¦ Large C&I ¦ Does Not Bid into FCM | UI | Standalone | Customer Owned | Large C&I | 2023 | 50
UI ¦ Standalone ¦ Customer Owned ¦ Large C&I ¦ Bids into FCM ¦ Non-Residential ¦ 2023 ¦ 50 |  | 804227.1 | 1077397.81 | 0.74645 | 576300.79 | UI ¦ Standalone ¦ Customer Owned ¦ Large C&I ¦ Bids into FCM | UI | Standalone | Customer Owned | Large C&I | 2023 | 50
Eversource ¦ Standalone ¦ Customer Owned ¦ Small C&I ¦ Does Not Bid into FCM ¦ Non-Residential ¦ 2024 ¦ 50 |  | 4074429.48 | 5339488.01 | 0.76307 | 2999927.83 | Eversource ¦ Standalone ¦ Customer Owned ¦ Small C&I ¦ Does Not Bid into FCM | Eversource | Standalone | Customer Owned | Small C&I | 2024 | 50
Eversource ¦ Standalone ¦ Customer Owned ¦ Small C&I ¦ Bids into FCM ¦ Non-Residential ¦ 2024 ¦ 50 |  | 4074429.48 | 5339488.01 | 0.76307 | 2999927.83 | Eversource ¦ Standalone ¦ Customer Owned ¦ Small C&I ¦ Bids into FCM | Eversource | Standalone | Customer Owned | Small C&I | 2024 | 50
Eversource ¦ Standalone ¦ Customer Owned ¦ Medium C&I ¦ Does Not Bid into FCM ¦ Non-Residential ¦ 2024 ¦ 50 |  | 4649781.39 | 5826574.18 | 0.79803 | 3423429.55 | Eversource ¦ Standalone ¦ Customer Owned ¦ Medium C&I ¦ Does Not Bid into FCM | Eversource | Standalone | Customer Owned | Medium C&I | 2024 | 50
Eversource ¦ Standalone ¦ Customer Owned ¦ Medium C&I ¦ Bids into FCM ¦ Non-Residential ¦ 2024 ¦ 50 |  | 4649781.39 | 5826574.18 | 0.79803 | 3423429.55 | Eversource ¦ Standalone ¦ Customer Owned ¦ Medium C&I ¦ Bids into FCM | Eversource | Standalone | Customer Owned | Medium C&I | 2024 | 50
Eversource ¦ Standalone ¦ Customer Owned ¦ Large C&I ¦ Does Not Bid into FCM ¦ Non-Residential ¦ 2024 ¦ 50 |  | 6138224.35 | 7868644.14 | 0.78009 | 4340967 | Eversource ¦ Standalone ¦ Customer Owned ¦ Large C&I ¦ Does Not Bid into FCM | Eversource | Standalone | Customer Owned | Large C&I | 2024 | 50
Eversource ¦ Standalone ¦ Customer Owned ¦ Large C&I ¦ Bids into FCM ¦ Non-Residential ¦ 2024 ¦ 50 |  | 6138224.35 | 7868644.14 | 0.78009 | 4340967 | Eversource ¦ Standalone ¦ Customer Owned ¦ Large C&I ¦ Bids into FCM | Eversource | Standalone | Customer Owned | Large C&I | 2024 | 50
UI ¦ Standalone ¦ Customer Owned ¦ Small C&I ¦ Does Not Bid into FCM ¦ Non-Residential ¦ 2024 ¦ 50 |  | 1052698.86 | 1334872 | 0.78861 | 749981.95 | UI ¦ Standalone ¦ Customer Owned ¦ Small C&I ¦ Does Not Bid into FCM | UI | Standalone | Customer Owned | Small C&I | 2024 | 50
UI ¦ Standalone ¦ Customer Owned ¦ Small C&I ¦ Bids into FCM ¦ Non-Residential ¦ 2024 ¦ 50 |  | 1052698.86 | 1334872 | 0.78861 | 749981.95 | UI ¦ Standalone ¦ Customer Owned ¦ Small C&I ¦ Bids into FCM | UI | Standalone | Customer Owned | Small C&I | 2024 | 50
UI ¦ Standalone ¦ Customer Owned ¦ Medium C&I ¦ Does Not Bid into FCM ¦ Non-Residential ¦ 2024 ¦ 50 |  | 1219117.67 | 1456643.55 | 0.83694 | 855857.38 | UI ¦ Standalone ¦ Customer Owned ¦ Medium C&I ¦ Does Not Bid into FCM | UI | Standalone | Customer Owned | Medium C&I | 2024 | 50
UI ¦ Standalone ¦ Customer Owned ¦ Medium C&I ¦ Bids into FCM ¦ Non-Residential ¦ 2024 ¦ 50 |  | 1219117.67 | 1456643.55 | 0.83694 | 855857.38 | UI ¦ Standalone ¦ Customer Owned ¦ Medium C&I ¦ Bids into FCM | UI | Standalone | Customer Owned | Medium C&I | 2024 | 50
UI ¦ Standalone ¦ Customer Owned ¦ Large C&I ¦ Does Not Bid into FCM ¦ Non-Residential ¦ 2024 ¦ 50 |  | 1523143.78 | 1967161.03 | 0.77429 | 1085241.75 | UI ¦ Standalone ¦ Customer Owned ¦ Large C&I ¦ Does Not Bid into FCM | UI | Standalone | Customer Owned | Large C&I | 2024 | 50
UI ¦ Standalone ¦ Customer Owned ¦ Large C&I ¦ Bids into FCM ¦ Non-Residential ¦ 2024 ¦ 50 |  | 1523143.78 | 1967161.03 | 0.77429 | 1085241.75 | UI ¦ Standalone ¦ Customer Owned ¦ Large C&I ¦ Bids into FCM | UI | Standalone | Customer Owned | Large C&I | 2024 | 50
Eversource ¦ Standalone ¦ Customer Owned ¦ Residential Non-LMI ¦ Does Not Bid into FCM ¦ Residential ¦ 2023 ¦ 25 |  | 3954572.13 | 5614719.62 | 0.70432 | 2827338.39 | Eversource ¦ Standalone ¦ Customer Owned ¦ Residential Non-LMI ¦ Does Not Bid into FCM | Eversource | Standalone | Customer Owned | Residential Non-LMI | 2023 | 25
Eversource ¦ Standalone ¦ Customer Owned ¦ Residential Non-LMI ¦ Bids into FCM ¦ Residential ¦ 2023 ¦ 25 |  | 3954572.13 | 5614719.62 | 0.70432 | 2827338.39 | Eversource ¦ Standalone ¦ Customer Owned ¦ Residential Non-LMI ¦ Bids into FCM | Eversource | Standalone | Customer Owned | Residential Non-LMI | 2023 | 25
Eversource ¦ Standalone ¦ Customer Owned ¦ Residential Underserved ¦ Does Not Bid into FCM ¦ Residential ¦ 2023 ¦ 25 |  | 2227649.71 | 2807359.81 | 0.7935 | 1664032.83 | Eversource ¦ Standalone ¦ Customer Owned ¦ Residential Underserved ¦ Does Not Bid into FCM | Eversource | Standalone | Customer Owned | Residential Underserved | 2023 | 25
Eversource ¦ Standalone ¦ Customer Owned ¦ Residential Underserved ¦ Bids into FCM ¦ Residential ¦ 2023 ¦ 25 |  | 2227649.71 | 2807359.81 | 0.7935 | 1664032.83 | Eversource ¦ Standalone ¦ Customer Owned ¦ Residential Underserved ¦ Bids into FCM | Eversource | Standalone | Customer Owned | Residential Underserved | 2023 | 25
Eversource ¦ Standalone ¦ Customer Owned ¦ Residential Low Income ¦ Does Not Bid into FCM ¦ Residential ¦ 2023 ¦ 25 |  | 826004.44 | 935786.6 | 0.88268 | 638132.15 | Eversource ¦ Standalone ¦ Customer Owned ¦ Residential Low Income ¦ Does Not Bid into FCM | Eversource | Standalone | Customer Owned | Residential Low Income | 2023 | 25
Eversource ¦ Standalone ¦ Customer Owned ¦ Residential Low Income ¦ Bids into FCM ¦ Residential ¦ 2023 ¦ 25 |  | 826004.44 | 935786.6 | 0.88268 | 638132.15 | Eversource ¦ Standalone ¦ Customer Owned ¦ Residential Low Income ¦ Bids into FCM | Eversource | Standalone | Customer Owned | Residential Low Income | 2023 | 25
UI ¦ Standalone ¦ Customer Owned ¦ Residential Non-LMI ¦ Does Not Bid into FCM ¦ Residential ¦ 2023 ¦ 25 |  | 1031524.11 | 1403679.91 | 0.73487 | 706834.6 | UI ¦ Standalone ¦ Customer Owned ¦ Residential Non-LMI ¦ Does Not Bid into FCM | UI | Standalone | Customer Owned | Residential Non-LMI | 2023 | 25
UI ¦ Standalone ¦ Customer Owned ¦ Residential Non-LMI ¦ Bids into FCM ¦ Residential ¦ 2023 ¦ 25 |  | 1031524.11 | 1403679.91 | 0.73487 | 706834.6 | UI ¦ Standalone ¦ Customer Owned ¦ Residential Non-LMI ¦ Bids into FCM | UI | Standalone | Customer Owned | Residential Non-LMI | 2023 | 25
UI ¦ Standalone ¦ Customer Owned ¦ Residential Underserved ¦ Does Not Bid into FCM ¦ Residential ¦ 2023 ¦ 25 |  | 578352.96 | 701839.95 | 0.82405 | 416008.21 | UI ¦ Standalone ¦ Customer Owned ¦ Residential Underserved ¦ Does Not Bid into FCM | UI | Standalone | Customer Owned | Residential Underserved | 2023 | 25
UI ¦ Standalone ¦ Customer Owned ¦ Residential Underserved ¦ Bids into FCM ¦ Residential ¦ 2023 ¦ 25 |  | 578352.96 | 701839.95 | 0.82405 | 416008.21 | UI ¦ Standalone ¦ Customer Owned ¦ Residential Underserved ¦ Bids into FCM | UI | Standalone | Customer Owned | Residential Underserved | 2023 | 25
UI ¦ Standalone ¦ Customer Owned ¦ Residential Low Income ¦ Does Not Bid into FCM ¦ Residential ¦ 2023 ¦ 25 |  | 213647.96 | 233946.65 | 0.91323 | 159533.04 | UI ¦ Standalone ¦ Customer Owned ¦ Residential Low Income ¦ Does Not Bid into FCM | UI | Standalone | Customer Owned | Residential Low Income | 2023 | 25
UI ¦ Standalone ¦ Customer Owned ¦ Residential Low Income ¦ Bids into FCM ¦ Residential ¦ 2023 ¦ 25 |  | 213647.96 | 233946.65 | 0.91323 | 159533.04 | UI ¦ Standalone ¦ Customer Owned ¦ Residential Low Income ¦ Bids into FCM | UI | Standalone | Customer Owned | Residential Low Income | 2023 | 25
Eversource ¦ Standalone ¦ Customer Owned ¦ Residential Non-LMI ¦ Does Not Bid into FCM ¦ Residential ¦ 2024 ¦ 25 |  | 1315111.74 | 1799203.8 | 0.73094 | 934657.31 | Eversource ¦ Standalone ¦ Customer Owned ¦ Residential Non-LMI ¦ Does Not Bid into FCM | Eversource | Standalone | Customer Owned | Residential Non-LMI | 2024 | 25
Eversource ¦ Standalone ¦ Customer Owned ¦ Residential Non-LMI ¦ Bids into FCM ¦ Residential ¦ 2024 ¦ 25 |  | 1315111.74 | 1799203.8 | 0.73094 | 934657.31 | Eversource ¦ Standalone ¦ Customer Owned ¦ Residential Non-LMI ¦ Bids into FCM | Eversource | Standalone | Customer Owned | Residential Non-LMI | 2024 | 25
Eversource ¦ Standalone ¦ Customer Owned ¦ Residential Underserved ¦ Does Not Bid into FCM ¦ Residential ¦ 2024 ¦ 25 |  | 740320.72 | 899601.9 | 0.82294 | 550093.5 | Eversource ¦ Standalone ¦ Customer Owned ¦ Residential Underserved ¦ Does Not Bid into FCM | Eversource | Standalone | Customer Owned | Residential Underserved | 2024 | 25
Eversource ¦ Standalone ¦ Customer Owned ¦ Residential Underserved ¦ Bids into FCM ¦ Residential ¦ 2024 ¦ 25 |  | 740320.72 | 899601.9 | 0.82294 | 550093.5 | Eversource ¦ Standalone ¦ Customer Owned ¦ Residential Underserved ¦ Bids into FCM | Eversource | Standalone | Customer Owned | Residential Underserved | 2024 | 25
Eversource ¦ Standalone ¦ Customer Owned ¦ Residential Low Income ¦ Does Not Bid into FCM ¦ Residential ¦ 2024 ¦ 25 |  | 274361.85 | 299867.3 | 0.91494 | 210952.78 | Eversource ¦ Standalone ¦ Customer Owned ¦ Residential Low Income ¦ Does Not Bid into FCM | Eversource | Standalone | Customer Owned | Residential Low Income | 2024 | 25
Eversource ¦ Standalone ¦ Customer Owned ¦ Residential Low Income ¦ Bids into FCM ¦ Residential ¦ 2024 ¦ 25 |  | 274361.85 | 299867.3 | 0.91494 | 210952.78 | Eversource ¦ Standalone ¦ Customer Owned ¦ Residential Low Income ¦ Bids into FCM | Eversource | Standalone | Customer Owned | Residential Low Income | 2024 | 25
UI ¦ Standalone ¦ Customer Owned ¦ Residential Non-LMI ¦ Does Not Bid into FCM ¦ Residential ¦ 2024 ¦ 25 |  | 343307.89 | 449800.95 | 0.76324 | 233664.33 | UI ¦ Standalone ¦ Customer Owned ¦ Residential Non-LMI ¦ Does Not Bid into FCM | UI | Standalone | Customer Owned | Residential Non-LMI | 2024 | 25
UI ¦ Standalone ¦ Customer Owned ¦ Residential Non-LMI ¦ Bids into FCM ¦ Residential ¦ 2024 ¦ 25 |  | 343307.89 | 449800.95 | 0.76324 | 233664.33 | UI ¦ Standalone ¦ Customer Owned ¦ Residential Non-LMI ¦ Bids into FCM | UI | Standalone | Customer Owned | Residential Non-LMI | 2024 | 25
UI ¦ Standalone ¦ Customer Owned ¦ Residential Underserved ¦ Does Not Bid into FCM ¦ Residential ¦ 2024 ¦ 25 |  | 192345.16 | 224900.48 | 0.85525 | 137523.38 | UI ¦ Standalone ¦ Customer Owned ¦ Residential Underserved ¦ Does Not Bid into FCM | UI | Standalone | Customer Owned | Residential Underserved | 2024 | 25
UI ¦ Standalone ¦ Customer Owned ¦ Residential Underserved ¦ Bids into FCM ¦ Residential ¦ 2024 ¦ 25 |  | 192345.16 | 224900.48 | 0.85525 | 137523.38 | UI ¦ Standalone ¦ Customer Owned ¦ Residential Underserved ¦ Bids into FCM | UI | Standalone | Customer Owned | Residential Underserved | 2024 | 25
UI ¦ Standalone ¦ Customer Owned ¦ Residential Low Income ¦ Does Not Bid into FCM ¦ Residential ¦ 2024 ¦ 25 |  | 71012.13 | 74966.83 | 0.94725 | 52738.2 | UI ¦ Standalone ¦ Customer Owned ¦ Residential Low Income ¦ Does Not Bid into FCM | UI | Standalone | Customer Owned | Residential Low Income | 2024 | 25
UI ¦ Standalone ¦ Customer Owned ¦ Residential Low Income ¦ Bids into FCM ¦ Residential ¦ 2024 ¦ 25 |  | 71012.13 | 74966.83 | 0.94725 | 52738.2 | UI ¦ Standalone ¦ Customer Owned ¦ Residential Low Income ¦ Bids into FCM | UI | Standalone | Customer Owned | Residential Low Income | 2024 | 25
Eversource ¦ Standalone ¦ Customer Owned ¦ Residential Non-LMI ¦ Does Not Bid into FCM ¦ Residential ¦ 2024 ¦ 50 |  | 7732596.46 | 11245023.78 | 0.68765 | 5354756.24 | Eversource ¦ Standalone ¦ Customer Owned ¦ Residential Non-LMI ¦ Does Not Bid into FCM | Eversource | Standalone | Customer Owned | Residential Non-LMI | 2024 | 50
Eversource ¦ Standalone ¦ Customer Owned ¦ Residential Non-LMI ¦ Bids into FCM ¦ Residential ¦ 2024 ¦ 50 |  | 7732596.46 | 11245023.78 | 0.68765 | 5354756.24 | Eversource ¦ Standalone ¦ Customer Owned ¦ Residential Non-LMI ¦ Bids into FCM | Eversource | Standalone | Customer Owned | Residential Non-LMI | 2024 | 50
Eversource ¦ Standalone ¦ Customer Owned ¦ Residential Underserved ¦ Does Not Bid into FCM ¦ Residential ¦ 2024 ¦ 50 |  | 4261865.47 | 5622511.89 | 0.758 | 3072945.36 | Eversource ¦ Standalone ¦ Customer Owned ¦ Residential Underserved ¦ Does Not Bid into FCM | Eversource | Standalone | Customer Owned | Residential Underserved | 2024 | 50
Eversource ¦ Standalone ¦ Customer Owned ¦ Residential Underserved ¦ Bids into FCM ¦ Residential ¦ 2024 ¦ 50 |  | 4261865.47 | 5622511.89 | 0.758 | 3072945.36 | Eversource ¦ Standalone ¦ Customer Owned ¦ Residential Underserved ¦ Bids into FCM | Eversource | Standalone | Customer Owned | Residential Underserved | 2024 | 50
Eversource ¦ Standalone ¦ Customer Owned ¦ Residential Low Income ¦ Does Not Bid into FCM ¦ Residential ¦ 2024 ¦ 50 |  | 1552477.57 | 1874170.63 | 0.82835 | 1156170.87 | Eversource ¦ Standalone ¦ Customer Owned ¦ Residential Low Income ¦ Does Not Bid into FCM | Eversource | Standalone | Customer Owned | Residential Low Income | 2024 | 50
Eversource ¦ Standalone ¦ Customer Owned ¦ Residential Low Income ¦ Bids into FCM ¦ Residential ¦ 2024 ¦ 50 |  | 1552477.57 | 1874170.63 | 0.82835 | 1156170.87 | Eversource ¦ Standalone ¦ Customer Owned ¦ Residential Low Income ¦ Bids into FCM | Eversource | Standalone | Customer Owned | Residential Low Income | 2024 | 50
UI ¦ Standalone ¦ Customer Owned ¦ Residential Non-LMI ¦ Does Not Bid into FCM ¦ Residential ¦ 2024 ¦ 50 |  | 2023961.3 | 2811255.94 | 0.71995 | 1338689.06 | UI ¦ Standalone ¦ Customer Owned ¦ Residential Non-LMI ¦ Does Not Bid into FCM | UI | Standalone | Customer Owned | Residential Non-LMI | 2024 | 50
UI ¦ Standalone ¦ Customer Owned ¦ Residential Non-LMI ¦ Bids into FCM ¦ Residential ¦ 2024 ¦ 50 |  | 2023961.3 | 2811255.94 | 0.71995 | 1338689.06 | UI ¦ Standalone ¦ Customer Owned ¦ Residential Non-LMI ¦ Bids into FCM | UI | Standalone | Customer Owned | Residential Non-LMI | 2024 | 50
UI ¦ Standalone ¦ Customer Owned ¦ Residential Underserved ¦ Does Not Bid into FCM ¦ Residential ¦ 2024 ¦ 50 |  | 1110872.46 | 1405627.97 | 0.7903 | 768236.34 | UI ¦ Standalone ¦ Customer Owned ¦ Residential Underserved ¦ Does Not Bid into FCM | UI | Standalone | Customer Owned | Residential Underserved | 2024 | 50
UI ¦ Standalone ¦ Customer Owned ¦ Residential Underserved ¦ Bids into FCM ¦ Residential ¦ 2024 ¦ 50 |  | 1110872.46 | 1405627.97 | 0.7903 | 768236.34 | UI ¦ Standalone ¦ Customer Owned ¦ Residential Underserved ¦ Bids into FCM | UI | Standalone | Customer Owned | Residential Underserved | 2024 | 50
UI ¦ Standalone ¦ Customer Owned ¦ Residential Low Income ¦ Does Not Bid into FCM ¦ Residential ¦ 2024 ¦ 50 |  | 403254.76 | 468542.66 | 0.86066 | 289042.72 | UI ¦ Standalone ¦ Customer Owned ¦ Residential Low Income ¦ Does Not Bid into FCM | UI | Standalone | Customer Owned | Residential Low Income | 2024 | 50
UI ¦ Standalone ¦ Customer Owned ¦ Residential Low Income ¦ Bids into FCM ¦ Residential ¦ 2024 ¦ 50 |  | 403254.76 | 468542.66 | 0.86066 | 289042.72 | UI ¦ Standalone ¦ Customer Owned ¦ Residential Low Income ¦ Bids into FCM | UI | Standalone | Customer Owned | Residential Low Income | 2024 | 50
Customer Size | Year | Benefits | Costs | PCT |  | PCT by Install Year
Residential Non-LMI | 2022 | 7247828.7 | 10136836.24 | 0.715 |  | Customer | EDC | 2022 | 2023 | 2024 |  |  | Cost-Effectiveness Target
Residential Non-LMI | 2023 | 12812377.22 | 17865016.98 | 0.71718 |  | Residential Non-LMI | CL&P | 0.70922 | 0.71107 | 0.69362 | Residential Non-LMI | Eversource | 1
Residential Non-LMI | 2024 | 22829954.78 | 32610568.94 | 0.70008 |  |  | UI | 0.73811 | 0.74162 | 0.72592 | Residential Non-LMI | UI | 1
Residential Non-LMI | Program-Level | 42890160.7 | 60612422.16 | 0.70761 |  | Residential Underserved | CL&P | 0.81092 | 0.80362 | 0.76696 | Residential Underserved | Eversource | 1
Residential Underserved | 2022 | 4139368.88 | 5068418.12 | 0.8167 |  |  | UI | 0.83981 | 0.83417 | 0.79926 | Residential Underserved | UI | 1
Residential Underserved | 2023 | 7232924.14 | 8932508.48 | 0.80973 |  | Residential Low Income | CL&P | 0.91262 | 0.89617 | 0.8403 | Residential Low Income | Eversource | 1
Residential Underserved | 2024 | 12610807.62 | 16305284.48 | 0.77342 |  |  | UI | 0.94151 | 0.92672 | 0.8726 | Residential Low Income | UI | 1
Residential Underserved | Program-Level | 23983100.64 | 30306211.08 | 0.79136 |  | Small C&I | CL&P | 0.70942 | 0.73574 | 0.76307 | Small C&I | Eversource | 1
Residential Low Income | 2022 | 1551607.82 | 1689472.7 | 0.9184 |  |  | UI | 0.73226 | 0.75989 | 0.78861 | Small C&I | UI | 1
Residential Low Income | 2023 | 2686553.24 | 2977502.82 | 0.90228 |  | Medium C&I | CL&P | 0.74215 | 0.76957 | 0.79803 | Medium C&I | Eversource | 1
Residential Low Income | 2024 | 4602212.62 | 5435094.84 | 0.84676 |  |  | UI | 0.77695 | 0.80636 | 0.83694 | Medium C&I | UI | 1
Residential Low Income | Program-Level | 8840373.68 | 10102070.36 | 0.87511 |  | Large C&I | CL&P | 0.72484 | 0.75194 | 0.78009 | Large C&I | Eversource | 1
Small C&I | 2022 | 2962502.64 | 4149233.66 | 0.71399 |  |  | UI | 0.71965 | 0.74645 | 0.77429 | Large C&I | UI | 1
Small C&I | 2023 | 5415560.32 | 7312681.68 | 0.74057
Small C&I | 2024 | 10254256.68 | 13348720.02 | 0.76818
Small C&I | Program-Level | 18632319.64 | 24810635.36 | 0.75098
Medium C&I | 2022 | 3391084.28 | 4526808.14 | 0.74911
Medium C&I | 2023 | 6199044.52 | 7978935.04 | 0.77693
Medium C&I | 2024 | 11737798.12 | 14566435.46 | 0.80581
Medium C&I | Program-Level | 21327926.92 | 27072178.64 | 0.78782
Large C&I | 2022 | 4423753.44 | 6111803.84 | 0.7238
Large C&I | 2023 | 8089571.16 | 10773978.1 | 0.75084
Large C&I | 2024 | 15322736.26 | 19671610.34 | 0.77893
Large C&I | Program-Level | 27836060.86 | 36557392.28 | 0.76143

## Library
| 1 | 17 | 33 | 49 | 65 | 81
Table 1a. Project-Level Benefit Cost Test Definitions | [7 empty] | Table 1b. Program-Level Benefit Cost Test Definitions | [7 empty] | Table 1c. Active vs Passive |  |  |  | Table 1d. Categories
Source: CT Program Administrators
Benefit/Cost Stream | PACT | PACT_Passive | PCT | SCT | TRC | RIM |  | PACT | PACT_Passive | PCT | SCT | TRC | RIM | PACT_Active |  | Benefit/Cost Stream | Passive | Active |  | Category
Avoided Energy | Benefit | Benefit |  | Benefit | Benefit | Benefit |  | Benefit | Benefit |  | Benefit | Benefit | Benefit |  |  | Avoided Energy | 1 |  |  | Utility Benefits - Energy Savings
Avoided Generation Capacity - Passive | Benefit | Benefit |  | Benefit | Benefit | Benefit |  | Benefit | Benefit |  | Benefit | Benefit | Benefit |  |  | Avoided Generation Capacity - Passive | 1 |  |  | Utility Benefits - Peak Savings
Avoided Generation Capacity - Active | Benefit |  |  | Benefit | Benefit | Benefit |  | Benefit |  |  | Benefit | Benefit | Benefit | Benefit |  | Avoided Generation Capacity - Active |  | 1 |  | Utility Benefits - Peak Savings
Avoided T&D Capacity - Passive | Benefit | Benefit |  | Benefit | Benefit | Benefit |  | Benefit | Benefit |  | Benefit | Benefit | Benefit |  |  | Avoided T&D Capacity - Passive | 1 |  |  | Utility Benefits - Peak Savings
Avoided T&D Capacity - Active | Benefit |  |  | Benefit | Benefit | Benefit |  | Benefit |  |  | Benefit | Benefit | Benefit | Benefit |  | Avoided T&D Capacity - Active |  | 1 |  | Utility Benefits - Peak Savings
Reliability - Passive | Benefit | Benefit |  | Benefit | Benefit | Benefit |  | Benefit | Benefit |  | Benefit | Benefit | Benefit |  |  | Reliability - Passive | 1 |  |  | Utility Benefits - Peak Savings
Reliability - Active | Benefit |  |  | Benefit | Benefit | Benefit |  | Benefit |  |  | Benefit | Benefit | Benefit | Benefit |  | Reliability - Active |  | 1 |  | Utility Benefits - Peak Savings
DRIPE Energy Impacts | Benefit | Benefit |  | Benefit | Benefit | Benefit |  | Benefit | Benefit |  | Benefit | Benefit | Benefit |  |  | DRIPE Energy Impacts | 1 |  |  | Utility Benefits - Energy Savings
DRIPE Capacity Impacts - Passive | Benefit | Benefit |  | Benefit | Benefit | Benefit |  | Benefit | Benefit |  | Benefit | Benefit | Benefit |  |  | DRIPE Capacity Impacts - Passive | 1 |  |  | Utility Benefits - Peak Savings
DRIPE Capacity Impacts - Active | Benefit |  |  | Benefit | Benefit | Benefit |  | Benefit |  |  | Benefit | Benefit | Benefit | Benefit |  | DRIPE Capacity Impacts - Active |  | 1 |  | Utility Benefits - Peak Savings
Cross-DRIPE Impacts | Benefit | Benefit |  | Benefit | Benefit | Benefit |  | Benefit | Benefit |  | Benefit | Benefit | Benefit |  |  | Cross-DRIPE Impacts | 1 |  |  | Utility Benefits - Energy Savings
Non-Embedded Emissions |  |  |  | Benefit | [6 empty] | Benefit |  |  |  |  | Non-Embedded Emissions | 1 |  |  | Societal Benefits - GHG Savings
Market Revenue |  |  | Benefit | Benefit | Benefit |  |  |  |  | Benefit | Benefit | Benefit |  |  |  | Market Revenue | 1
Avoided Ancillary Services |  |  | Benefit | Benefit | Benefit |  |  |  |  | Benefit | Benefit | Benefit |  |  |  | Avoided Ancillary Services | 1
Job Creation Benefits |  |  |  | Benefit | [6 empty] | Benefit |  |  |  |  | Job Creation Benefits | 1
Net Societal Non-Energy Benefits |  |  |  | Benefit | [6 empty] | Benefit |  |  |  |  | Net Societal Non-Energy Benefits | 1
Net Participant Non-Energy Benefits |  |  | Benefit | Benefit | [5 empty] | Benefit | Benefit |  |  |  |  | Net Participant Non-Energy Benefits | 1
Net Avoided Backup Generator |  |  | Benefit | [6 empty] | Benefit | [5 empty] | Net Avoided Backup Generator | 0.5 | 0.5 |  | Avoided Backup Generator
Participant Bill Savings |  |  | Benefit |  |  | Cost |  |  |  | Benefit |  |  | Cost |  |  | Participant Bill Savings | 1 |  |  | Participant Bill Savings
Upfront Program Incentives | Cost | Cost | Benefit |  |  | Cost |  | Cost | Cost | Benefit |  |  | Cost |  |  | Upfront Program Incentives | 1 |  |  | Incentives
Performance Incentives | Cost |  | Benefit |  |  | Cost |  | Cost |  | Benefit |  |  | Cost | Cost |  | Performance Incentives |  | 1 |  | Incentives
Non-Program Incentives |  |  | Benefit | [6 empty] | Benefit | [5 empty] | Non-Program Incentives | 0.5 | 0.5 |  | Incentives
Upfront Incentive Administration | Cost | Cost |  | Cost | Cost | Cost |  | Cost | Cost |  | Cost | Cost | Cost |  |  | Upfront Incentive Administration | 1 |  |  | Program Administrative Costs
Performance Incentive Administration | Cost |  |  | Cost | Cost | Cost |  | Cost |  |  | Cost | Cost | Cost | Cost |  | Performance Incentive Administration |  | 1 |  | Program Administrative Costs
Participant Incremental DER Costs |  |  | Cost | Cost | Cost |  |  |  |  | Cost | Cost | Cost |  |  |  | Participant Incremental DER Costs | 0.5 | 0.5 |  | ESS Technology Costs
Table 2. Benefit Cost Test Definitions
Source: CT Program Administrators
Cost Test | Discount Rate
PACT | 3%
PACT_Passive | 3%
PCT | 10%
SCT | 3%
TRC | 3%
RIM | 7%
Table 3. Peak Period Definitions
Sources: AESC 2021, UI TOU Pricing, Eversource TOU Pricing
Period | Months | Time
Winter Peak Savings | Oct - May | Weekdays, 7 AM - 11 PM
Winter Off-Peak Savings | Oct - May | All other hours
Summer Peak Savings | Jun - Sep | Weekdays, 7 AM - 11 PM
Summer Off-Peak Savings | Jun - Sep | All other hours
TOU Peak for both EDCs | All | Weekdays, 12 PM - 8 PM
TOU Off-Peak for both EDCs | All | All other hours
Table 4. Non-Program Incentives (%)
Source: Solar Energy Industries Association, assuming residential purchase
Value | 2022 | 2023 | 2024 | 2025 | 2026 | 2027 | 2028
Residential ITC (% of Cost) | 26% | 22% | 0% | 0% | 0% | 0% | 0%
Commercial ITC (% of Cost) | 26% | 22% | 10% | 10% | 10% | 10% | 10%
Table 5. Electric Energy Costs (Nominal $)
Source: AESC 2021, Appendix B; Retail Cost of Electric Energy
Period | Units | 2018 | 2019 | 2020 | 2021 | 2022 | 2023 | 2024 | 2025 | 2026 | 2027 | 2028 | 2029 | 2030 | 2031 | 2032 | 2033 | 2034 | 2035 | 2036 | 2037 | 2038 | 2039 | 2040 | 2041 | 2042 | 2043 | 2044 | 2045 | 2046 | 2047 | 2048 | 2049 | 2050
Winter Peak | $/kWh |  |  |  | 0.062557 | 0.066963 | 0.06434 | 0.065908 | 0.065456 | 0.068325 | 0.070399 | 0.069007 | 0.07195 | 0.081028 | 0.083485 | 0.088317 | 0.080743 | 0.083424 | 0.088365 | 0.089664 | 0.091221 | 0.093017 | 0.095033 | 0.097255 | 0.099672 | 0.10227 | 0.10505 | 0.10799 | 0.1111 | 0.11438 | 0.11781 | 0.12139 | 0.12513 | 0.12903
Winter Off-Peak | $/kWh |  |  |  | 0.055413 | 0.062945 | 0.062937 | 0.064554 | 0.064115 | 0.065188 | 0.064986 | 0.068578 | 0.072327 | 0.081152 | 0.083532 | 0.083828 | 0.078166 | 0.083382 | 0.088305 | 0.089668 | 0.091295 | 0.093163 | 0.095258 | 0.097563 | 0.10007 | 0.10276 | 0.10564 | 0.10869 | 0.11191 | 0.1153 | 0.11886 | 0.12258 | 0.12646 | 0.13051
Summer Peak | $/kWh |  |  |  | 0.049211 | 0.04687 | 0.043039 | 0.045313 | 0.045048 | 0.047955 | 0.050394 | 0.04919 | 0.051769 | 0.061427 | 0.06362 | 0.068123 | 0.060676 | 0.062739 | 0.067259 | 0.068288 | 0.069583 | 0.071126 | 0.072899 | 0.07489 | 0.077087 | 0.079481 | 0.082066 | 0.084837 | 0.08779 | 0.090923 | 0.094234 | 0.097724 | 0.10139 | 0.10525
Summer Off-Peak | $/kWh |  |  |  | 0.042764 | 0.04291 | 0.041819 | 0.043706 | 0.042951 | 0.043583 | 0.04383 | 0.047852 | 0.050229 | 0.059524 | 0.060921 | 0.060402 | 0.055561 | 0.060306 | 0.064544 | 0.065616 | 0.066962 | 0.068564 | 0.070407 | 0.072477 | 0.074764 | 0.077261 | 0.07996 | 0.082859 | 0.085953 | 0.089243 | 0.092728 | 0.096409 | 0.10029 | 0.10437
Table 6. Electric Capacity Costs (Nominal $)
Source: AESC 2021, Appendix B; Retail Cost of Electric Capacity & Transmission and Distribution (T&D) Cost; 2019-2021 Conservation & Load Management Plan, Nov. 19, 2018, Ch. 5, Pg. 214
Capacity Cost Subset | Units | Install Year | Benefit Life | Search Name | 2018 | 2019 | 2020 | 2021 | 2022 | 2023 | 2024 | 2025 | 2026 | 2027 | 2028 | 2029 | 2030 | 2031 | 2032 | 2033 | 2034 | 2035 | 2036 | 2037 | 2038 | 2039 | 2040 | 2041 | 2042 | 2043 | 2044 | 2045 | 2046 | 2047 | 2048 | 2049 | 2050
Retail Cost of Capacity - Cleared | $/kW-yr | [6 empty] | 66.3628 | 56.2731 | 35.7481 | 40.5503 | 40.9541 | 44.2134 | 48.7184 | 52.739 | 58.5945 | 56.8759 | 62.3165 | 67.5335 | 68.1789 | 84.1114 | 67.2148 | 70.7042 | 74.3748 | 78.2359 | 82.2974 | 86.5698 | 91.064 | 95.7915 | 100.7644 | 105.9955 | 111.4981 | 117.2864 | 123.3752 | 129.7801 | 136.5175 | 143.6047
Retail Cost of Capacity - Uncleared | $/kW-yr | 2022 | 1 | Retail Cost of Capacity - Uncleared ¦ 2022 ¦ 1 |  |  |  | 0 | 0 | 0 | 0 | 0 | 0 | 17.9217 | 12.9865 | 14.4283 | 14.0051 | 7.6724 | 0 | 0 | 0 | 0 | 0 | 0 | 0 | 0 | 0 | 0 | 0 | 0 | 0 | 0 | 0 | 0 | 0 | 0 | 0
Retail Cost of Capacity - Uncleared | $/kW-yr | 2022 | 2 | Retail Cost of Capacity - Uncleared ¦ 2022 ¦ 2 |  |  |  | 0 | 0 | 0 | 0 | 0 | 0 | 17.9217 | 32.4661 | 28.8566 | 28.0102 | 23.0172 | 8.3147 | 0 | 0 | 0 | 0 | 0 | 0 | 0 | 0 | 0 | 0 | 0 | 0 | 0 | 0 | 0 | 0 | 0 | 0
Retail Cost of Capacity - Uncleared | $/kW-yr | 2022 | 3 | Retail Cost of Capacity - Uncleared ¦ 2022 ¦ 3 |  |  |  | 0 | 0 | 0 | 0 | 0 | 0 | 17.9217 | 32.4661 | 50.4991 | 42.0154 | 38.3621 | 24.9442 | 8.3942 | 0 | 0 | 0 | 0 | 0 | 0 | 0 | 0 | 0 | 0 | 0 | 0 | 0 | 0 | 0 | 0 | 0
Retail Cost of Capacity - Uncleared | $/kW-yr | 2022 | 4 | Retail Cost of Capacity - Uncleared ¦ 2022 ¦ 4 |  |  |  | 0 | 0 | 0 | 0 | 0 | 0 | 17.9217 | 32.4661 | 50.4991 | 63.023 | 53.7069 | 41.5736 | 25.1826 | 10.3558 | 0 | 0 | 0 | 0 | 0 | 0 | 0 | 0 | 0 | 0 | 0 | 0 | 0 | 0 | 0 | 0
Retail Cost of Capacity - Uncleared | $/kW-yr | 2022 | 5 | Retail Cost of Capacity - Uncleared ¦ 2022 ¦ 5 |  |  |  | 0 | 0 | 0 | 0 | 0 | 0 | 17.9217 | 32.4661 | 50.4991 | 63.023 | 76.7241 | 58.203 | 41.971 | 31.0674 | 8.2755 | 0 | 0 | 0 | 0 | 0 | 0 | 0 | 0 | 0 | 0 | 0 | 0 | 0 | 0 | 0
Retail Cost of Capacity - Uncleared | $/kW-yr | 2022 | 6 | Retail Cost of Capacity - Uncleared ¦ 2022 ¦ 6 |  |  |  | 0 | 0 | 0 | 0 | 0 | 0 | 17.9217 | 32.4661 | 50.4991 | 63.023 | 76.7241 | 83.1472 | 58.7593 | 51.779 | 24.8265 | 8.7051 | 0 | 0 | 0 | 0 | 0 | 0 | 0 | 0 | 0 | 0 | 0 | 0 | 0 | 0
Retail Cost of Capacity - Uncleared | $/kW-yr | 2022 | 7 | Retail Cost of Capacity - Uncleared ¦ 2022 ¦ 7 |  |  |  | 0 | 0 | 0 | 0 | 0 | 0 | 17.9217 | 32.4661 | 50.4991 | 63.023 | 76.7241 | 83.1472 | 83.9419 | 72.4906 | 41.3775 | 26.1153 | 9.157 | 0 | 0 | 0 | 0 | 0 | 0 | 0 | 0 | 0 | 0 | 0 | 0 | 0
Retail Cost of Capacity - Uncleared | $/kW-yr | 2022 | 8 | Retail Cost of Capacity - Uncleared ¦ 2022 ¦ 8 |  |  |  | 0 | 0 | 0 | 0 | 0 | 0 | 17.9217 | 32.4661 | 50.4991 | 63.023 | 76.7241 | 83.1472 | 83.9419 | 103.558 | 57.9284 | 43.5255 | 27.4711 | 9.6324 | 0 | 0 | 0 | 0 | 0 | 0 | 0 | 0 | 0 | 0 | 0 | 0
Retail Cost of Capacity - Uncleared | $/kW-yr | 2022 | 9 | Retail Cost of Capacity - Uncleared ¦ 2022 ¦ 9 |  |  |  | 0 | 0 | 0 | 0 | 0 | 0 | 17.9217 | 32.4661 | 50.4991 | 63.023 | 76.7241 | 83.1472 | 83.9419 | 103.558 | 82.7549 | 60.9357 | 45.7851 | 28.8972 | 10.1325 | 0 | 0 | 0 | 0 | 0 | 0 | 0 | 0 | 0 | 0 | 0
Retail Cost of Capacity - Uncleared | $/kW-yr | 2022 | 10 | Retail Cost of Capacity - Uncleared ¦ 2022 ¦ 10 |  |  |  | 0 | 0 | 0 | 0 | 0 | 0 | 17.9217 | 32.4661 | 50.4991 | 63.023 | 76.7241 | 83.1472 | 83.9419 | 103.558 | 82.7549 | 87.051 | 64.0991 | 48.162 | 30.3974 | 10.6585 | 0 | 0 | 0 | 0 | 0 | 0 | 0 | 0 | 0 | 0
Retail Cost of Capacity - Uncleared | $/kW-yr | 2023 | 1 | Retail Cost of Capacity - Uncleared ¦ 2023 ¦ 1 |  |  |  | 0 | 0 | 0 | 0 | 0 | 0 | 0 | 19.4797 | 14.4283 | 14.0051 | 15.3448 | 8.3147 | 0 | 0 | 0 | 0 | 0 | 0 | 0 | 0 | 0 | 0 | 0 | 0 | 0 | 0 | 0 | 0 | 0 | 0
Retail Cost of Capacity - Uncleared | $/kW-yr | 2023 | 2 | Retail Cost of Capacity - Uncleared ¦ 2023 ¦ 2 |  |  |  | 0 | 0 | 0 | 0 | 0 | 0 | 0 | 19.4797 | 36.0708 | 28.0102 | 30.6896 | 24.9442 | 8.3942 | 0 | 0 | 0 | 0 | 0 | 0 | 0 | 0 | 0 | 0 | 0 | 0 | 0 | 0 | 0 | 0 | 0
Retail Cost of Capacity - Uncleared | $/kW-yr | 2023 | 3 | Retail Cost of Capacity - Uncleared ¦ 2023 ¦ 3 |  |  |  | 0 | 0 | 0 | 0 | 0 | 0 | 0 | 19.4797 | 36.0708 | 49.0179 | 46.0345 | 41.5736 | 25.1826 | 10.3558 | 0 | 0 | 0 | 0 | 0 | 0 | 0 | 0 | 0 | 0 | 0 | 0 | 0 | 0 | 0 | 0
Retail Cost of Capacity - Uncleared | $/kW-yr | 2023 | 4 | Retail Cost of Capacity - Uncleared ¦ 2023 ¦ 4 |  |  |  | 0 | 0 | 0 | 0 | 0 | 0 | 0 | 19.4797 | 36.0708 | 49.0179 | 69.0517 | 58.203 | 41.971 | 31.0674 | 8.2755 | 0 | 0 | 0 | 0 | 0 | 0 | 0 | 0 | 0 | 0 | 0 | 0 | 0 | 0 | 0
Retail Cost of Capacity - Uncleared | $/kW-yr | 2023 | 5 | Retail Cost of Capacity - Uncleared ¦ 2023 ¦ 5 |  |  |  | 0 | 0 | 0 | 0 | 0 | 0 | 0 | 19.4797 | 36.0708 | 49.0179 | 69.0517 | 83.1472 | 58.7593 | 51.779 | 24.8265 | 8.7051 | 0 | 0 | 0 | 0 | 0 | 0 | 0 | 0 | 0 | 0 | 0 | 0 | 0 | 0
Retail Cost of Capacity - Uncleared | $/kW-yr | 2023 | 6 | Retail Cost of Capacity - Uncleared ¦ 2023 ¦ 6 |  |  |  | 0 | 0 | 0 | 0 | 0 | 0 | 0 | 19.4797 | 36.0708 | 49.0179 | 69.0517 | 83.1472 | 83.9419 | 72.4906 | 41.3775 | 26.1153 | 9.157 | 0 | 0 | 0 | 0 | 0 | 0 | 0 | 0 | 0 | 0 | 0 | 0 | 0
Retail Cost of Capacity - Uncleared | $/kW-yr | 2023 | 7 | Retail Cost of Capacity - Uncleared ¦ 2023 ¦ 7 |  |  |  | 0 | 0 | 0 | 0 | 0 | 0 | 0 | 19.4797 | 36.0708 | 49.0179 | 69.0517 | 83.1472 | 83.9419 | 103.558 | 57.9284 | 43.5255 | 27.4711 | 9.6324 | 0 | 0 | 0 | 0 | 0 | 0 | 0 | 0 | 0 | 0 | 0 | 0
Retail Cost of Capacity - Uncleared | $/kW-yr | 2023 | 8 | Retail Cost of Capacity - Uncleared ¦ 2023 ¦ 8 |  |  |  | 0 | 0 | 0 | 0 | 0 | 0 | 0 | 19.4797 | 36.0708 | 49.0179 | 69.0517 | 83.1472 | 83.9419 | 103.558 | 82.7549 | 60.9357 | 45.7851 | 28.8972 | 10.1325 | 0 | 0 | 0 | 0 | 0 | 0 | 0 | 0 | 0 | 0 | 0
Retail Cost of Capacity - Uncleared | $/kW-yr | 2023 | 9 | Retail Cost of Capacity - Uncleared ¦ 2023 ¦ 9 |  |  |  | 0 | 0 | 0 | 0 | 0 | 0 | 0 | 19.4797 | 36.0708 | 49.0179 | 69.0517 | 83.1472 | 83.9419 | 103.558 | 82.7549 | 87.051 | 64.0991 | 48.162 | 30.3974 | 10.6585 | 0 | 0 | 0 | 0 | 0 | 0 | 0 | 0 | 0 | 0
Retail Cost of Capacity - Uncleared | $/kW-yr | 2023 | 10 | Retail Cost of Capacity - Uncleared ¦ 2023 ¦ 10 |  |  |  | 0 | 0 | 0 | 0 | 0 | 0 | 0 | 19.4797 | 36.0708 | 49.0179 | 69.0517 | 83.1472 | 83.9419 | 103.558 | 82.7549 | 87.051 | 91.5702 | 67.4268 | 50.6623 | 31.9754 | 11.2118 | 0 | 0 | 0 | 0 | 0 | 0 | 0 | 0 | 0
Retail Cost of Capacity - Uncleared | $/kW-yr | 2024 | 1 | Retail Cost of Capacity - Uncleared ¦ 2024 ¦ 1 |  |  |  | 0 | 0 | 0 | 0 | 0 | 0 | 0 | 0 | 21.6425 | 14.0051 | 15.3448 | 16.6294 | 8.3942 | 0 | 0 | 0 | 0 | 0 | 0 | 0 | 0 | 0 | 0 | 0 | 0 | 0 | 0 | 0 | 0 | 0
Retail Cost of Capacity - Uncleared | $/kW-yr | 2024 | 2 | Retail Cost of Capacity - Uncleared ¦ 2024 ¦ 2 |  |  |  | 0 | 0 | 0 | 0 | 0 | 0 | 0 | 0 | 21.6425 | 35.0128 | 30.6896 | 33.2589 | 25.1826 | 10.3558 | 0 | 0 | 0 | 0 | 0 | 0 | 0 | 0 | 0 | 0 | 0 | 0 | 0 | 0 | 0 | 0
Retail Cost of Capacity - Uncleared | $/kW-yr | 2024 | 3 | Retail Cost of Capacity - Uncleared ¦ 2024 ¦ 3 |  |  |  | 0 | 0 | 0 | 0 | 0 | 0 | 0 | 0 | 21.6425 | 35.0128 | 53.7069 | 49.8883 | 41.971 | 31.0674 | 8.2755 | 0 | 0 | 0 | 0 | 0 | 0 | 0 | 0 | 0 | 0 | 0 | 0 | 0 | 0 | 0
Retail Cost of Capacity - Uncleared | $/kW-yr | 2024 | 4 | Retail Cost of Capacity - Uncleared ¦ 2024 ¦ 4 |  |  |  | 0 | 0 | 0 | 0 | 0 | 0 | 0 | 0 | 21.6425 | 35.0128 | 53.7069 | 74.8325 | 58.7593 | 51.779 | 24.8265 | 8.7051 | 0 | 0 | 0 | 0 | 0 | 0 | 0 | 0 | 0 | 0 | 0 | 0 | 0 | 0
Retail Cost of Capacity - Uncleared | $/kW-yr | 2024 | 5 | Retail Cost of Capacity - Uncleared ¦ 2024 ¦ 5 |  |  |  | 0 | 0 | 0 | 0 | 0 | 0 | 0 | 0 | 21.6425 | 35.0128 | 53.7069 | 74.8325 | 83.9419 | 72.4906 | 41.3775 | 26.1153 | 9.157 | 0 | 0 | 0 | 0 | 0 | 0 | 0 | 0 | 0 | 0 | 0 | 0 | 0
Retail Cost of Capacity - Uncleared | $/kW-yr | 2024 | 6 | Retail Cost of Capacity - Uncleared ¦ 2024 ¦ 6 |  |  |  | 0 | 0 | 0 | 0 | 0 | 0 | 0 | 0 | 21.6425 | 35.0128 | 53.7069 | 74.8325 | 83.9419 | 103.558 | 57.9284 | 43.5255 | 27.4711 | 9.6324 | 0 | 0 | 0 | 0 | 0 | 0 | 0 | 0 | 0 | 0 | 0 | 0
Retail Cost of Capacity - Uncleared | $/kW-yr | 2024 | 7 | Retail Cost of Capacity - Uncleared ¦ 2024 ¦ 7 |  |  |  | 0 | 0 | 0 | 0 | 0 | 0 | 0 | 0 | 21.6425 | 35.0128 | 53.7069 | 74.8325 | 83.9419 | 103.558 | 82.7549 | 60.9357 | 45.7851 | 28.8972 | 10.1325 | 0 | 0 | 0 | 0 | 0 | 0 | 0 | 0 | 0 | 0 | 0
Retail Cost of Capacity - Uncleared | $/kW-yr | 2024 | 8 | Retail Cost of Capacity - Uncleared ¦ 2024 ¦ 8 |  |  |  | 0 | 0 | 0 | 0 | 0 | 0 | 0 | 0 | 21.6425 | 35.0128 | 53.7069 | 74.8325 | 83.9419 | 103.558 | 82.7549 | 87.051 | 64.0991 | 48.162 | 30.3974 | 10.6585 | 0 | 0 | 0 | 0 | 0 | 0 | 0 | 0 | 0 | 0
Retail Cost of Capacity - Uncleared | $/kW-yr | 2024 | 9 | Retail Cost of Capacity - Uncleared ¦ 2024 ¦ 9 |  |  |  | 0 | 0 | 0 | 0 | 0 | 0 | 0 | 0 | 21.6425 | 35.0128 | 53.7069 | 74.8325 | 83.9419 | 103.558 | 82.7549 | 87.051 | 91.5702 | 67.4268 | 50.6623 | 31.9754 | 11.2118 | 0 | 0 | 0 | 0 | 0 | 0 | 0 | 0 | 0
Retail Cost of Capacity - Uncleared | $/kW-yr | 2024 | 10 | Retail Cost of Capacity - Uncleared ¦ 2024 ¦ 10 |  |  |  | 0 | 0 | 0 | 0 | 0 | 0 | 0 | 0 | 21.6425 | 35.0128 | 53.7069 | 74.8325 | 83.9419 | 103.558 | 82.7549 | 87.051 | 91.5702 | 96.324 | 70.9272 | 53.2924 | 33.6354 | 11.7938 | 0 | 0 | 0 | 0 | 0 | 0 | 0 | 0
Distribution Capacity Cost | $/kW-yr | [5 empty] | 30.89 | 31.5078 | 32.138 | 32.7807 | 33.4363 | 34.1051 | 34.7872 | 35.4829 | 36.1926 | 36.9164 | 37.6547 | 38.4078 | 39.176 | 39.9595 | 40.7587 | 41.5739 | 42.4054 | 43.2535 | 44.1185 | 45.0009 | 45.9009 | 46.8189 | 47.7553 | 48.7104 | 49.6846 | 50.6783 | 51.6919 | 52.7257 | 53.7802 | 54.8558 | 55.953
Transmission Capacity Cost | $/kW-yr | [5 empty] | 0.86 | 0.8772 | 0.89474 | 0.91264 | 0.93089 | 0.94951 | 0.9685 | 0.98787 | 1.0076 | 1.0278 | 1.0483 | 1.0693 | 1.0907 | 1.1125 | 1.1348 | 1.1574 | 1.1806 | 1.2042 | 1.2283 | 1.2529 | 1.2779 | 1.3035 | 1.3295 | 1.3561 | 1.3833 | 1.4109 | 1.4391 | 1.4679 | 1.4973 | 1.5272 | 1.5578
Pooled Transmission Facilities Capacity Cost | $/kW-yr | [6 empty] | 97.4585 | 99.4077 | 101.3959 | 103.4238 | 105.4923 | 107.6021 | 109.7541 | 111.9492 | 114.1882 | 116.472 | 118.8014 | 121.1774 | 123.601 | 126.073 | 128.5945 | 131.1679 | 133.7927 | 136.4702 | 139.2011 | 141.9868 | 144.8282 | 147.7264 | 150.6827 | 153.6981 | 156.7738 | 159.9111 | 163.1112 | 166.3753 | 169.7048 | 173.1008
Table 7. Wholesale Non-Embedded Costs (Nominal $)
Source: AESC 2021, Appendix B; Wholesale Non-Embedded Costs (Non-Embedded GHG Costs + Non-Embedded NOx Costs)
Period | Units | 2018 | 2019 | 2020 | 2021 | 2022 | 2023 | 2024 | 2025 | 2026 | 2027 | 2028 | 2029 | 2030 | 2031 | 2032 | 2033 | 2034 | 2035 | 2036 | 2037 | 2038 | 2039 | 2040 | 2041 | 2042 | 2043 | 2044 | 2045 | 2046 | 2047 | 2048 | 2049 | 2050
Winter Peak | $/kWh |  |  |  | 0.076755 | 0.064786 | 0.066694 | 0.056375 | 0.057744 | 0.054039 | 0.049691 | 0.051167 | 0.049752 | 0.046838 | 0.043737 | 0.040376 | 0.038207 | 0.036907 | 0.034392 | 0.032363 | 0.030457 | 0.028666 | 0.026984 | 0.025404 | 0.023919 | 0.022524 | 0.021214 | 0.019983 | 0.018827 | 0.017741 | 0.016721 | 0.015763 | 0.014863 | 0.014018
Winter Off-Peak | $/kWh |  |  |  | 0.081215 | 0.065708 | 0.075161 | 0.061724 | 0.06385 | 0.06268 | 0.060031 | 0.054637 | 0.050799 | 0.049204 | 0.046664 | 0.045053 | 0.04105 | 0.037638 | 0.034327 | 0.031951 | 0.029743 | 0.027691 | 0.025784 | 0.024011 | 0.022363 | 0.020832 | 0.019409 | 0.018086 | 0.016857 | 0.015714 | 0.014653 | 0.013666 | 0.012749 | 0.011897
Summer Peak | $/kWh |  |  |  | 0.079516 | 0.064178 | 0.060663 | 0.054863 | 0.05927 | 0.055512 | 0.05572 | 0.057307 | 0.053635 | 0.054051 | 0.04897 | 0.043201 | 0.043315 | 0.041041 | 0.037982 | 0.035525 | 0.03323 | 0.031086 | 0.029083 | 0.027212 | 0.025464 | 0.023831 | 0.022305 | 0.020879 | 0.019548 | 0.018303 | 0.017141 | 0.016055 | 0.01504 | 0.014092
Summer Off-Peak | $/kWh |  |  |  | 0.081235 | 0.071122 | 0.084801 | 0.068683 | 0.070101 | 0.067138 | 0.067776 | 0.061291 | 0.056278 | 0.055943 | 0.051808 | 0.048524 | 0.046135 | 0.041843 | 0.039445 | 0.036783 | 0.034303 | 0.031994 | 0.029842 | 0.027839 | 0.025972 | 0.024234 | 0.022615 | 0.021107 | 0.019702 | 0.018393 | 0.017174 | 0.016039 | 0.014982 | 0.013997
Table 8. Intrastate Retail Energy DRIPE Costs (Nominal $)
Source: AESC 2021, Appendix B; Intrastate Retail Energy DRIPE
Period | Units | Install Year | Search Name | 2018 | 2019 | 2020 | 2021 | 2022 | 2023 | 2024 | 2025 | 2026 | 2027 | 2028 | 2029 | 2030 | 2031 | 2032 | 2033 | 2034 | 2035 | 2036 | 2037 | 2038 | 2039 | 2040 | 2041 | 2042 | 2043 | 2044 | 2045 | 2046 | 2047 | 2048 | 2049 | 2050
Winter Peak | $/kWh | 2022 | Winter Peak ¦ 2022 |  |  |  | 0 | 0.0050053 | 0.0076849 | 0.0090565 | 0.0071575 | 0.0073988 | 0.0082977 | 0.0083913 | 0.0082907 | 0.0088421 | 0.010467 | 0.0076561 | 0 | 0 | 0 | 0 | 0 | 0 | 0 | 0 | 0 | 0 | 0 | 0 | 0 | 0 | 0 | 0 | 0 | 0
Winter Off-Peak | $/kWh | 2022 | Winter Off-Peak ¦ 2022 |  |  |  | 0 | 0.0041511 | 0.0066732 | 0.0078776 | 0.0062354 | 0.0062628 | 0.0067613 | 0.0073547 | 0.0073861 | 0.0078434 | 0.0092872 | 0.0064126 | 0 | 0 | 0 | 0 | 0 | 0 | 0 | 0 | 0 | 0 | 0 | 0 | 0 | 0 | 0 | 0 | 0 | 0
Summer Peak | $/kWh | 2022 | Summer Peak ¦ 2022 |  |  |  | 0 | 0.0030384 | 0.004408 | 0.0055629 | 0.0044805 | 0.00474 | 0.00543 | 0.0054789 | 0.005509 | 0.0059717 | 0.0071744 | 0.0053865 | 0 | 0 | 0 | 0 | 0 | 0 | 0 | 0 | 0 | 0 | 0 | 0 | 0 | 0 | 0 | 0 | 0 | 0
Summer Off-Peak | $/kWh | 2022 | Summer Off-Peak ¦ 2022 |  |  |  | 0 | 0.0017943 | 0.0028385 | 0.003547 | 0.0028277 | 0.002825 | 0.0030749 | 0.0035284 | 0.0035326 | 0.0038065 | 0.004512 | 0.0030625 | 0 | 0 | 0 | 0 | 0 | 0 | 0 | 0 | 0 | 0 | 0 | 0 | 0 | 0 | 0 | 0 | 0 | 0
Winter Peak | $/kWh | 2023 | Winter Peak ¦ 2023 |  |  |  | 0 | 0 | 0.0048274 | 0.0073008 | 0.0072408 | 0.0075303 | 0.008525 | 0.0087509 | 0.0088602 | 0.0098578 | 0.012645 | 0.011132 | 0.0077808 | 0 | 0 | 0 | 0 | 0 | 0 | 0 | 0 | 0 | 0 | 0 | 0 | 0 | 0 | 0 | 0 | 0
Winter Off-Peak | $/kWh | 2023 | Winter Off-Peak ¦ 2023 |  |  |  | 0 | 0 | 0.0041919 | 0.0063504 | 0.006308 | 0.0063741 | 0.0069465 | 0.0076698 | 0.0078934 | 0.0087444 | 0.011221 | 0.0093242 | 0.0066517 | 0 | 0 | 0 | 0 | 0 | 0 | 0 | 0 | 0 | 0 | 0 | 0 | 0 | 0 | 0 | 0 | 0
Summer Peak | $/kWh | 2023 | Summer Peak ¦ 2023 |  |  |  | 0 | 0 | 0.002769 | 0.0044844 | 0.0045327 | 0.0048243 | 0.0055788 | 0.0057137 | 0.0058874 | 0.0066577 | 0.0086679 | 0.0078322 | 0.0054663 | 0 | 0 | 0 | 0 | 0 | 0 | 0 | 0 | 0 | 0 | 0 | 0 | 0 | 0 | 0 | 0 | 0
Summer Off-Peak | $/kWh | 2023 | Summer Off-Peak ¦ 2023 |  |  |  | 0 | 0 | 0.0017831 | 0.0028593 | 0.0028606 | 0.0028752 | 0.0031591 | 0.0036796 | 0.0037753 | 0.0042438 | 0.0054513 | 0.004453 | 0.0032892 | 0 | 0 | 0 | 0 | 0 | 0 | 0 | 0 | 0 | 0 | 0 | 0 | 0 | 0 | 0 | 0 | 0
Winter Peak | $/kWh | 2024 | Winter Peak ¦ 2024 |  |  |  | 0 | 0 | 0 | 0.0045862 | 0.0058371 | 0.007618 | 0.0086765 | 0.0089906 | 0.0092399 | 0.010535 | 0.014098 | 0.01345 | 0.011314 | 0.007892 | 0 | 0 | 0 | 0 | 0 | 0 | 0 | 0 | 0 | 0 | 0 | 0 | 0 | 0 | 0 | 0
Winter Off-Peak | $/kWh | 2024 | Winter Off-Peak ¦ 2024 |  |  |  | 0 | 0 | 0 | 0.0039892 | 0.0050851 | 0.0064483 | 0.0070699 | 0.0078799 | 0.0082316 | 0.009345 | 0.012509 | 0.011265 | 0.0096718 | 0.0069739 | 0 | 0 | 0 | 0 | 0 | 0 | 0 | 0 | 0 | 0 | 0 | 0 | 0 | 0 | 0 | 0
Summer Peak | $/kWh | 2024 | Summer Peak ¦ 2024 |  |  |  | 0 | 0 | 0 | 0.002817 | 0.003654 | 0.0048804 | 0.0056779 | 0.0058702 | 0.0061397 | 0.007115 | 0.0096636 | 0.0094627 | 0.0079482 | 0.0055377 | 0 | 0 | 0 | 0 | 0 | 0 | 0 | 0 | 0 | 0 | 0 | 0 | 0 | 0 | 0 | 0
Summer Off-Peak | $/kWh | 2024 | Summer Off-Peak ¦ 2024 |  |  |  | 0 | 0 | 0 | 0.0017962 | 0.0023061 | 0.0029087 | 0.0032153 | 0.0037804 | 0.003937 | 0.0045353 | 0.0060775 | 0.00538 | 0.0047826 | 0.0035126 | 0 | 0 | 0 | 0 | 0 | 0 | 0 | 0 | 0 | 0 | 0 | 0 | 0 | 0 | 0 | 0
Table 9. Intrastate Retail Capacity DRIPE Costs (Nominal $)
Source: AESC 2021, Appendix B; Intrastate Retail Capacity DRIPE
Capacity Cost Subset | Units | Install Year | Benefit Life | Search Name | 2018 | 2019 | 2020 | 2021 | 2022 | 2023 | 2024 | 2025 | 2026 | 2027 | 2028 | 2029 | 2030 | 2031 | 2032 | 2033 | 2034 | 2035 | 2036 | 2037 | 2038 | 2039 | 2040 | 2041 | 2042 | 2043 | 2044 | 2045 | 2046 | 2047 | 2048 | 2049 | 2050
Retail Capacity DRIPE - Cleared | $/kW-yr | 2022 |  | Retail Capacity DRIPE - Cleared ¦ 2022 |  |  |  | 0 | 27.7223 | 36.5391 | 34.3071 | 26.8902 | 17.6766 | 13.5647 | 0 | 0 | 0 | 0 | 0 | 0 | 0 | 0 | 0 | 0 | 0 | 0 | 0 | 0 | 0 | 0 | 0 | 0 | 0 | 0 | 0 | 0 | 0
Retail Capacity DRIPE - Uncleared | $/kW-yr | 2022 | 1 | Retail Capacity DRIPE - Uncleared ¦ 2022 ¦ 1 |  |  |  | 0 | 0 | 0 | 0 | 0 | 0 | 29.3526 | 15.1249 | 12.4019 | 8.9973 | 0 | 0 | 0 | 0 | 0 | 0 | 0 | 0 | 0 | 0 | 0 | 0 | 0 | 0 | 0 | 0 | 0 | 0 | 0 | 0
Retail Capacity DRIPE - Uncleared | $/kW-yr | 2022 | 2 | Retail Capacity DRIPE - Uncleared ¦ 2022 ¦ 2 |  |  |  | 0 | 0 | 0 | 0 | 0 | 0 | 29.3526 | 45.5778 | 28.0619 | 21.7885 | 3.5783 | 0 | 0 | 0 | 0 | 0 | 0 | 0 | 0 | 0 | 0 | 0 | 0 | 0 | 0 | 0 | 0 | 0 | 0 | 0
Retail Capacity DRIPE - Uncleared | $/kW-yr | 2022 | 3 | Retail Capacity DRIPE - Uncleared ¦ 2022 ¦ 3 |  |  |  | 0 | 0 | 0 | 0 | 0 | 0 | 29.3526 | 45.5778 | 59.5921 | 37.9402 | 16.7731 | 0 | 0 | 0 | 0 | 0 | 0 | 0 | 0 | 0 | 0 | 0 | 0 | 0 | 0 | 0 | 0 | 0 | 0 | 0
Retail Capacity DRIPE - Uncleared | $/kW-yr | 2022 | 4 | Retail Capacity DRIPE - Uncleared ¦ 2022 ¦ 4 |  |  |  | 0 | 0 | 0 | 0 | 0 | 0 | 29.3526 | 45.5778 | 59.5921 | 70.4604 | 33.4344 | 0 | 0 | 0 | 0 | 0 | 0 | 0 | 0 | 0 | 0 | 0 | 0 | 0 | 0 | 0 | 0 | 0 | 0 | 0
Retail Capacity DRIPE - Uncleared | $/kW-yr | 2022 | 5 | Retail Capacity DRIPE - Uncleared ¦ 2022 ¦ 5 |  |  |  | 0 | 0 | 0 | 0 | 0 | 0 | 29.3526 | 45.5778 | 59.5921 | 70.4604 | 66.9807 | 15.4038 | 0 | 0 | 0 | 0 | 0 | 0 | 0 | 0 | 0 | 0 | 0 | 0 | 0 | 0 | 0 | 0 | 0 | 0
Retail Capacity DRIPE - Uncleared | $/kW-yr | 2022 | 6 | Retail Capacity DRIPE - Uncleared ¦ 2022 ¦ 6 |  |  |  | 0 | 0 | 0 | 0 | 0 | 0 | 29.3526 | 45.5778 | 59.5921 | 70.4604 | 66.9807 | 49.8898 | 0 | 0 | 0 | 0 | 0 | 0 | 0 | 0 | 0 | 0 | 0 | 0 | 0 | 0 | 0 | 0 | 0 | 0
Retail Capacity DRIPE - Uncleared | $/kW-yr | 2022 | 7 | Retail Capacity DRIPE - Uncleared ¦ 2022 ¦ 7 |  |  |  | 0 | 0 | 0 | 0 | 0 | 0 | 29.3526 | 45.5778 | 59.5921 | 70.4604 | 66.9807 | 49.8898 | 31.8306 | 0 | 0 | 0 | 0 | 0 | 0 | 0 | 0 | 0 | 0 | 0 | 0 | 0 | 0 | 0 | 0 | 0
Retail Capacity DRIPE - Uncleared | $/kW-yr | 2022 | 8 | Retail Capacity DRIPE - Uncleared ¦ 2022 ¦ 8 |  |  |  | 0 | 0 | 0 | 0 | 0 | 0 | 29.3526 | 45.5778 | 59.5921 | 70.4604 | 66.9807 | 49.8898 | 31.8306 | 367.4507 | 0 | 0 | 0 | 0 | 0 | 0 | 0 | 0 | 0 | 0 | 0 | 0 | 0 | 0 | 0 | 0
Retail Capacity DRIPE - Uncleared | $/kW-yr | 2022 | 9 | Retail Capacity DRIPE - Uncleared ¦ 2022 ¦ 9 |  |  |  | 0 | 0 | 0 | 0 | 0 | 0 | 29.3526 | 45.5778 | 59.5921 | 70.4604 | 66.9807 | 49.8898 | 31.8306 | 367.4507 | 8.542 | 0 | 0 | 0 | 0 | 0 | 0 | 0 | 0 | 0 | 0 | 0 | 0 | 0 | 0 | 0
Retail Capacity DRIPE - Uncleared | $/kW-yr | 2022 | 10 | Retail Capacity DRIPE - Uncleared ¦ 2022 ¦ 10 |  |  |  | 0 | 0 | 0 | 0 | 0 | 0 | 29.3526 | 45.5778 | 59.5921 | 70.4604 | 66.9807 | 49.8898 | 31.8306 | 367.4507 | 8.542 | 2.2392 | 0 | 0 | 0 | 0 | 0 | 0 | 0 | 0 | 0 | 0 | 0 | 0 | 0 | 0
Retail Capacity DRIPE - Cleared | $/kW-yr | 2023 |  | Retail Capacity DRIPE - Cleared ¦ 2023 |  |  |  | 0 | 0 | 44.023 | 42.4998 | 36.0329 | 26.7828 | 26.3315 | 14.0161 | 0 | 0 | 0 | 0 | 0 | 0 | 0 | 0 | 0 | 0 | 0 | 0 | 0 | 0 | 0 | 0 | 0 | 0 | 0 | 0 | 0 | 0
Retail Capacity DRIPE - Uncleared | $/kW-yr | 2023 | 1 | Retail Capacity DRIPE - Uncleared ¦ 2023 ¦ 1 |  |  |  | 0 | 0 | 0 | 0 | 0 | 0 | 0 | 30.4529 | 15.66 | 12.7913 | 9.2811 | 0 | 0 | 0 | 0 | 0 | 0 | 0 | 0 | 0 | 0 | 0 | 0 | 0 | 0 | 0 | 0 | 0 | 0 | 0
Retail Capacity DRIPE - Uncleared | $/kW-yr | 2023 | 2 | Retail Capacity DRIPE - Uncleared ¦ 2023 ¦ 2 |  |  |  | 0 | 0 | 0 | 0 | 0 | 0 | 0 | 30.4529 | 47.1902 | 28.943 | 22.476 | 3.6785 | 0 | 0 | 0 | 0 | 0 | 0 | 0 | 0 | 0 | 0 | 0 | 0 | 0 | 0 | 0 | 0 | 0 | 0
Retail Capacity DRIPE - Uncleared | $/kW-yr | 2023 | 3 | Retail Capacity DRIPE - Uncleared ¦ 2023 ¦ 3 |  |  |  | 0 | 0 | 0 | 0 | 0 | 0 | 0 | 30.4529 | 47.1902 | 61.4632 | 39.1373 | 17.243 | 0 | 0 | 0 | 0 | 0 | 0 | 0 | 0 | 0 | 0 | 0 | 0 | 0 | 0 | 0 | 0 | 0 | 0
Retail Capacity DRIPE - Uncleared | $/kW-yr | 2023 | 4 | Retail Capacity DRIPE - Uncleared ¦ 2023 ¦ 4 |  |  |  | 0 | 0 | 0 | 0 | 0 | 0 | 0 | 30.4529 | 47.1902 | 61.4632 | 72.6836 | 34.3711 | 0 | 0 | 0 | 0 | 0 | 0 | 0 | 0 | 0 | 0 | 0 | 0 | 0 | 0 | 0 | 0 | 0 | 0
Retail Capacity DRIPE - Uncleared | $/kW-yr | 2023 | 5 | Retail Capacity DRIPE - Uncleared ¦ 2023 ¦ 5 |  |  |  | 0 | 0 | 0 | 0 | 0 | 0 | 0 | 30.4529 | 47.1902 | 61.4632 | 72.6836 | 68.8571 | 15.9749 | 0 | 0 | 0 | 0 | 0 | 0 | 0 | 0 | 0 | 0 | 0 | 0 | 0 | 0 | 0 | 0 | 0
Retail Capacity DRIPE - Uncleared | $/kW-yr | 2023 | 6 | Retail Capacity DRIPE - Uncleared ¦ 2023 ¦ 6 |  |  |  | 0 | 0 | 0 | 0 | 0 | 0 | 0 | 30.4529 | 47.1902 | 61.4632 | 72.6836 | 68.8571 | 51.7396 | 0 | 0 | 0 | 0 | 0 | 0 | 0 | 0 | 0 | 0 | 0 | 0 | 0 | 0 | 0 | 0 | 0
Retail Capacity DRIPE - Uncleared | $/kW-yr | 2023 | 7 | Retail Capacity DRIPE - Uncleared ¦ 2023 ¦ 7 |  |  |  | 0 | 0 | 0 | 0 | 0 | 0 | 0 | 30.4529 | 47.1902 | 61.4632 | 72.6836 | 68.8571 | 51.7396 | 654.0623 | 0 | 0 | 0 | 0 | 0 | 0 | 0 | 0 | 0 | 0 | 0 | 0 | 0 | 0 | 0 | 0
Retail Capacity DRIPE - Uncleared | $/kW-yr | 2023 | 8 | Retail Capacity DRIPE - Uncleared ¦ 2023 ¦ 8 |  |  |  | 0 | 0 | 0 | 0 | 0 | 0 | 0 | 30.4529 | 47.1902 | 61.4632 | 72.6836 | 68.8571 | 51.7396 | 654.0623 | 19.1238 | 0 | 0 | 0 | 0 | 0 | 0 | 0 | 0 | 0 | 0 | 0 | 0 | 0 | 0 | 0
Retail Capacity DRIPE - Uncleared | $/kW-yr | 2023 | 9 | Retail Capacity DRIPE - Uncleared ¦ 2023 ¦ 9 |  |  |  | 0 | 0 | 0 | 0 | 0 | 0 | 0 | 30.4529 | 47.1902 | 61.4632 | 72.6836 | 68.8571 | 51.7396 | 654.0623 | 19.1238 | 8.8249 | 0 | 0 | 0 | 0 | 0 | 0 | 0 | 0 | 0 | 0 | 0 | 0 | 0 | 0
Retail Capacity DRIPE - Uncleared | $/kW-yr | 2023 | 10 | Retail Capacity DRIPE - Uncleared ¦ 2023 ¦ 10 |  |  |  | 0 | 0 | 0 | 0 | 0 | 0 | 0 | 30.4529 | 47.1902 | 61.4632 | 72.6836 | 68.8571 | 51.7396 | 654.0623 | 19.1238 | 8.8249 | 2.3133 | 0 | 0 | 0 | 0 | 0 | 0 | 0 | 0 | 0 | 0 | 0 | 0 | 0
Retail Capacity DRIPE - Cleared | $/kW-yr | 2024 |  | Retail Capacity DRIPE - Cleared ¦ 2024 |  |  |  | 0 | 0 | 0 | 51.2046 | 44.6377 | 35.8889 | 39.8962 | 27.2078 | 14.5119 | 0 | 0 | 0 | 0 | 0 | 0 | 0 | 0 | 0 | 0 | 0 | 0 | 0 | 0 | 0 | 0 | 0 | 0 | 0 | 0 | 0
Retail Capacity DRIPE - Uncleared | $/kW-yr | 2024 | 1 | Retail Capacity DRIPE - Uncleared ¦ 2024 ¦ 1 |  |  |  | 0 | 0 | 0 | 0 | 0 | 0 | 0 | 0 | 31.5302 | 16.1517 | 13.1949 | 9.5411 | 0 | 0 | 0 | 0 | 0 | 0 | 0 | 0 | 0 | 0 | 0 | 0 | 0 | 0 | 0 | 0 | 0 | 0
Retail Capacity DRIPE - Uncleared | $/kW-yr | 2024 | 2 | Retail Capacity DRIPE - Uncleared ¦ 2024 ¦ 2 |  |  |  | 0 | 0 | 0 | 0 | 0 | 0 | 0 | 0 | 31.5302 | 48.6719 | 29.8562 | 23.1056 | 3.8149 | 0 | 0 | 0 | 0 | 0 | 0 | 0 | 0 | 0 | 0 | 0 | 0 | 0 | 0 | 0 | 0 | 0
Retail Capacity DRIPE - Uncleared | $/kW-yr | 2024 | 3 | Retail Capacity DRIPE - Uncleared ¦ 2024 ¦ 3 |  |  |  | 0 | 0 | 0 | 0 | 0 | 0 | 0 | 0 | 31.5302 | 48.6719 | 63.4024 | 40.2337 | 17.8823 | 0 | 0 | 0 | 0 | 0 | 0 | 0 | 0 | 0 | 0 | 0 | 0 | 0 | 0 | 0 | 0 | 0
Retail Capacity DRIPE - Uncleared | $/kW-yr | 2024 | 4 | Retail Capacity DRIPE - Uncleared ¦ 2024 ¦ 4 |  |  |  | 0 | 0 | 0 | 0 | 0 | 0 | 0 | 0 | 31.5302 | 48.6719 | 63.4024 | 74.7198 | 35.6455 | 0 | 0 | 0 | 0 | 0 | 0 | 0 | 0 | 0 | 0 | 0 | 0 | 0 | 0 | 0 | 0 | 0
Retail Capacity DRIPE - Uncleared | $/kW-yr | 2024 | 5 | Retail Capacity DRIPE - Uncleared ¦ 2024 ¦ 5 |  |  |  | 0 | 0 | 0 | 0 | 0 | 0 | 0 | 0 | 31.5302 | 48.6719 | 63.4024 | 74.7198 | 71.4102 | 328.256 | 0 | 0 | 0 | 0 | 0 | 0 | 0 | 0 | 0 | 0 | 0 | 0 | 0 | 0 | 0 | 0
Retail Capacity DRIPE - Uncleared | $/kW-yr | 2024 | 6 | Retail Capacity DRIPE - Uncleared ¦ 2024 ¦ 6 |  |  |  | 0 | 0 | 0 | 0 | 0 | 0 | 0 | 0 | 31.5302 | 48.6719 | 63.4024 | 74.7198 | 71.4102 | 1063.1574 | 0 | 0 | 0 | 0 | 0 | 0 | 0 | 0 | 0 | 0 | 0 | 0 | 0 | 0 | 0 | 0
Retail Capacity DRIPE - Uncleared | $/kW-yr | 2024 | 7 | Retail Capacity DRIPE - Uncleared ¦ 2024 ¦ 7 |  |  |  | 0 | 0 | 0 | 0 | 0 | 0 | 0 | 0 | 31.5302 | 48.6719 | 63.4024 | 74.7198 | 71.4102 | 1063.1574 | 34.0404 | 0 | 0 | 0 | 0 | 0 | 0 | 0 | 0 | 0 | 0 | 0 | 0 | 0 | 0 | 0
Retail Capacity DRIPE - Uncleared | $/kW-yr | 2024 | 8 | Retail Capacity DRIPE - Uncleared ¦ 2024 ¦ 8 |  |  |  | 0 | 0 | 0 | 0 | 0 | 0 | 0 | 0 | 31.5302 | 48.6719 | 63.4024 | 74.7198 | 71.4102 | 1063.1574 | 34.0404 | 19.7573 | 0 | 0 | 0 | 0 | 0 | 0 | 0 | 0 | 0 | 0 | 0 | 0 | 0 | 0
Retail Capacity DRIPE - Uncleared | $/kW-yr | 2024 | 9 | Retail Capacity DRIPE - Uncleared ¦ 2024 ¦ 9 |  |  |  | 0 | 0 | 0 | 0 | 0 | 0 | 0 | 0 | 31.5302 | 48.6719 | 63.4024 | 74.7198 | 71.4102 | 1063.1574 | 34.0404 | 19.7573 | 9.1172 | 0 | 0 | 0 | 0 | 0 | 0 | 0 | 0 | 0 | 0 | 0 | 0 | 0
Retail Capacity DRIPE - Uncleared | $/kW-yr | 2024 | 10 | Retail Capacity DRIPE - Uncleared ¦ 2024 ¦ 10 |  |  |  | 0 | 0 | 0 | 0 | 0 | 0 | 0 | 0 | 31.5302 | 48.6719 | 63.4024 | 74.7198 | 71.4102 | 1063.1574 | 34.0404 | 19.7573 | 9.1172 | 2.39 | 0 | 0 | 0 | 0 | 0 | 0 | 0 | 0 | 0 | 0 | 0 | 0
Table 10. Retail Cross-DRIPE Costs (Nominal $)
Source: AESC 2021, Appendix B; Intrastate + Rest-of-Pool Retail Cross-DRIPE
Capacity Subset | Units | Install Year | Search Name | 2018 | 2019 | 2020 | 2021 | 2022 | 2023 | 2024 | 2025 | 2026 | 2027 | 2028 | 2029 | 2030 | 2031 | 2032 | 2033 | 2034 | 2035 | 2036 | 2037 | 2038 | 2039 | 2040 | 2041 | 2042 | 2043 | 2044 | 2045 | 2046 | 2047 | 2048 | 2049 | 2050
Wholesale Cross-DRIPE | $/kWh | 2022 | Wholesale Cross-DRIPE ¦ 2022 |  |  |  | 0 | 0.011069 | 0.016727 | 0.018717 | 0.015999 | 0.014202 | 0.010633 | 0.00692 | 0.0051524 | 0.0034734 | 0.0019453 | 0.00063713 | 0.00044716 | 0.00045724 | 0.0004678 | 0.00047838 | 0.00048919 | 0.00050024 | 0.00051155 | 0.00052311 | 0.00053494 | 0.00054703 | 0.00055939 | 0.00057203 | 0.00058496 | 0.00059818 | 0.0006117 | 0.00062553 | 0.00063966 | 0.00065412
Wholesale Cross-DRIPE | $/kWh | 2023 | Wholesale Cross-DRIPE ¦ 2023 |  |  |  | 0 | 0 | 0.010801 | 0.015514 | 0.017937 | 0.016115 | 0.015012 | 0.011154 | 0.0072577 | 0.0055089 | 0.0038562 | 0.0020179 | 0.00065678 | 0.00045724 | 0.0004678 | 0.00047838 | 0.00048919 | 0.00050024 | 0.00051155 | 0.00052311 | 0.00053494 | 0.00054703 | 0.00055939 | 0.00057203 | 0.00058496 | 0.00059818 | 0.0006117 | 0.00062553 | 0.00063966 | 0.00065412
Wholesale Cross-DRIPE | $/kWh | 2024 | Wholesale Cross-DRIPE ¦ 2024 |  |  |  | 0 | 0 | 0 | 0.010017 | 0.014867 | 0.018066 | 0.017036 | 0.015753 | 0.011705 | 0.0077681 | 0.0061403 | 0.0040078 | 0.0021068 | 0.00067663 | 0.0004678 | 0.00047838 | 0.00048919 | 0.00050024 | 0.00051155 | 0.00052311 | 0.00053494 | 0.00054703 | 0.00055939 | 0.00057203 | 0.00058496 | 0.00059818 | 0.0006117 | 0.00062553 | 0.00063966 | 0.00065412
Table 11. Rest-of-Pool Retail Energy DRIPE Costs (Nominal $)
Source: AESC 2021, Appendix B; Rest-of-Pool Retail Energy DRIPE
Capacity Subset | Units | Install Year | Search Name | 2018 | 2019 | 2020 | 2021 | 2022 | 2023 | 2024 | 2025 | 2026 | 2027 | 2028 | 2029 | 2030 | 2031 | 2032 | 2033 | 2034 | 2035 | 2036 | 2037 | 2038 | 2039 | 2040 | 2041 | 2042 | 2043 | 2044 | 2045 | 2046 | 2047 | 2048 | 2049 | 2050
Winter Peak | $/kWh | 2022 | Winter Peak ¦ 2022 |  |  |  | 0 | 0.02546 | 0.037083 | 0.04424 | 0.042814 | 0.042331 | 0.043199 | 0.041164 | 0.040233 | 0.03726 | 0.032193 | 0.023811 | 0 | 0 | 0 | 0 | 0 | 0 | 0 | 0 | 0 | 0 | 0 | 0 | 0 | 0 | 0 | 0 | 0 | 0
Winter Off-Peak | $/kWh | 2022 | Winter Off-Peak ¦ 2022 |  |  |  | 0 | 0.021469 | 0.032769 | 0.039169 | 0.037965 | 0.036481 | 0.035833 | 0.036761 | 0.036705 | 0.033873 | 0.029299 | 0.020416 | 0 | 0 | 0 | 0 | 0 | 0 | 0 | 0 | 0 | 0 | 0 | 0 | 0 | 0 | 0 | 0 | 0 | 0
Summer Peak | $/kWh | 2022 | Summer Peak ¦ 2022 |  |  |  | 0 | 0.015077 | 0.020629 | 0.026404 | 0.025962 | 0.026149 | 0.027316 | 0.025968 | 0.025913 | 0.024355 | 0.021399 | 0.016339 | 0 | 0 | 0 | 0 | 0 | 0 | 0 | 0 | 0 | 0 | 0 | 0 | 0 | 0 | 0 | 0 | 0 | 0
Summer Off-Peak | $/kWh | 2022 | Summer Off-Peak ¦ 2022 |  |  |  | 0 | 0.0090122 | 0.013474 | 0.017027 | 0.01661 | 0.015851 | 0.015731 | 0.017001 | 0.016909 | 0.015834 | 0.013712 | 0.0093926 | 0 | 0 | 0 | 0 | 0 | 0 | 0 | 0 | 0 | 0 | 0 | 0 | 0 | 0 | 0 | 0 | 0 | 0
Winter Peak | $/kWh | 2023 | Winter Peak ¦ 2023 |  |  |  | 0 | 0 | 0.023294 | 0.035664 | 0.043312 | 0.043084 | 0.044382 | 0.042928 | 0.042996 | 0.04154 | 0.038895 | 0.034622 | 0.024346 | 0 | 0 | 0 | 0 | 0 | 0 | 0 | 0 | 0 | 0 | 0 | 0 | 0 | 0 | 0 | 0 | 0
Winter Off-Peak | $/kWh | 2023 | Winter Off-Peak ¦ 2023 |  |  |  | 0 | 0 | 0.020585 | 0.031575 | 0.038407 | 0.037129 | 0.036815 | 0.038336 | 0.039226 | 0.037764 | 0.035399 | 0.029686 | 0.021316 | 0 | 0 | 0 | 0 | 0 | 0 | 0 | 0 | 0 | 0 | 0 | 0 | 0 | 0 | 0 | 0 | 0
Summer Peak | $/kWh | 2023 | Summer Peak ¦ 2023 |  |  |  | 0 | 0 | 0.012959 | 0.021285 | 0.026264 | 0.026614 | 0.028064 | 0.027081 | 0.027692 | 0.027153 | 0.025853 | 0.023757 | 0.016699 | 0 | 0 | 0 | 0 | 0 | 0 | 0 | 0 | 0 | 0 | 0 | 0 | 0 | 0 | 0 | 0 | 0
Summer Off-Peak | $/kWh | 2023 | Summer Off-Peak ¦ 2023 |  |  |  | 0 | 0 | 0.0084639 | 0.013726 | 0.016803 | 0.016133 | 0.016162 | 0.017729 | 0.018071 | 0.017653 | 0.016567 | 0.013657 | 0.010167 | 0 | 0 | 0 | 0 | 0 | 0 | 0 | 0 | 0 | 0 | 0 | 0 | 0 | 0 | 0 | 0 | 0
Winter Peak | $/kWh | 2024 | Winter Peak ¦ 2024 |  |  |  | 0 | 0 | 0 | 0.022403 | 0.034915 | 0.043585 | 0.045171 | 0.044104 | 0.044839 | 0.044393 | 0.043363 | 0.041829 | 0.0354 | 0.0248 | 0 | 0 | 0 | 0 | 0 | 0 | 0 | 0 | 0 | 0 | 0 | 0 | 0 | 0 | 0 | 0
Winter Off-Peak | $/kWh | 2024 | Winter Off-Peak ¦ 2024 |  |  |  | 0 | 0 | 0 | 0.019835 | 0.030962 | 0.037561 | 0.037469 | 0.039387 | 0.040907 | 0.040358 | 0.039465 | 0.035866 | 0.030994 | 0.022532 | 0 | 0 | 0 | 0 | 0 | 0 | 0 | 0 | 0 | 0 | 0 | 0 | 0 | 0 | 0 | 0
Summer Peak | $/kWh | 2024 | Summer Peak ¦ 2024 |  |  |  | 0 | 0 | 0 | 0.013371 | 0.021173 | 0.026923 | 0.028563 | 0.027823 | 0.028879 | 0.029018 | 0.028823 | 0.028702 | 0.024282 | 0.016972 | 0 | 0 | 0 | 0 | 0 | 0 | 0 | 0 | 0 | 0 | 0 | 0 | 0 | 0 | 0 | 0
Summer Off-Peak | $/kWh | 2024 | Summer Off-Peak ¦ 2024 |  |  |  | 0 | 0 | 0 | 0.0086225 | 0.013546 | 0.016321 | 0.01645 | 0.018215 | 0.018845 | 0.018866 | 0.01847 | 0.0165 | 0.014783 | 0.010933 | 0 | 0 | 0 | 0 | 0 | 0 | 0 | 0 | 0 | 0 | 0 | 0 | 0 | 0 | 0 | 0
Table 12. Rest-of-Pool Retail Capacity DRIPE Costs (Nominal $)
Source: AESC 2021, Appendix B; Rest-of-Pool Retail Capacity DRIPE
Capacity Subset | Units | Install Year | Benefit Life | Search Name | 2018 | 2019 | 2020 | 2021 | 2022 | 2023 | 2024 | 2025 | 2026 | 2027 | 2028 | 2029 | 2030 | 2031 | 2032 | 2033 | 2034 | 2035 | 2036 | 2037 | 2038 | 2039 | 2040 | 2041 | 2042 | 2043 | 2044 | 2045 | 2046 | 2047 | 2048 | 2049 | 2050
Retail Capacity DRIPE - Cleared | $/kW-yr | 2022 |  | Retail Capacity DRIPE - Cleared ¦ 2022 |  |  |  | 0 | 94.7095 | 125.0922 | 118.2598 | 92.9608 | 61.7431 | 47.5756 | 0 | 0 | 0 | 0 | 0 | 0 | 0 | 0 | 0 | 0 | 0 | 0 | 0 | 0 | 0 | 0 | 0 | 0 | 0 | 0 | 0 | 0 | 0
Retail Capacity DRIPE - Uncleared | $/kW-yr | 2022 | 1 | Retail Capacity DRIPE - Uncleared ¦ 2022 ¦ 1 |  |  |  | 0 | 0 | 0 | 0 | 0 | 0 | 102.9486 | 53.3313 | 43.941 | 32.0638 | 0 | 0 | 0 | 0 | 0 | 0 | 0 | 0 | 0 | 0 | 0 | 0 | 0 | 0 | 0 | 0 | 0 | 0 | 0 | 0
Retail Capacity DRIPE - Uncleared | $/kW-yr | 2022 | 2 | Retail Capacity DRIPE - Uncleared ¦ 2022 ¦ 2 |  |  |  | 0 | 0 | 0 | 0 | 0 | 0 | 102.9486 | 160.7097 | 99.4257 | 77.6486 | 12.826 | 0 | 0 | 0 | 0 | 0 | 0 | 0 | 0 | 0 | 0 | 0 | 0 | 0 | 0 | 0 | 0 | 0 | 0 | 0
Retail Capacity DRIPE - Uncleared | $/kW-yr | 2022 | 3 | Retail Capacity DRIPE - Uncleared ¦ 2022 ¦ 3 |  |  |  | 0 | 0 | 0 | 0 | 0 | 0 | 102.9486 | 160.7097 | 211.1401 | 135.209 | 60.1218 | 0 | 0 | 0 | 0 | 0 | 0 | 0 | 0 | 0 | 0 | 0 | 0 | 0 | 0 | 0 | 0 | 0 | 0 | 0
Retail Capacity DRIPE - Uncleared | $/kW-yr | 2022 | 4 | Retail Capacity DRIPE - Uncleared ¦ 2022 ¦ 4 |  |  |  | 0 | 0 | 0 | 0 | 0 | 0 | 102.9486 | 160.7097 | 211.1401 | 251.1024 | 119.8427 | 0 | 0 | 0 | 0 | 0 | 0 | 0 | 0 | 0 | 0 | 0 | 0 | 0 | 0 | 0 | 0 | 0 | 0 | 0
Retail Capacity DRIPE - Uncleared | $/kW-yr | 2022 | 5 | Retail Capacity DRIPE - Uncleared ¦ 2022 ¦ 5 |  |  |  | 0 | 0 | 0 | 0 | 0 | 0 | 102.9486 | 160.7097 | 211.1401 | 251.1024 | 240.0862 | 55.6262 | 0 | 0 | 0 | 0 | 0 | 0 | 0 | 0 | 0 | 0 | 0 | 0 | 0 | 0 | 0 | 0 | 0 | 0
Retail Capacity DRIPE - Uncleared | $/kW-yr | 2022 | 6 | Retail Capacity DRIPE - Uncleared ¦ 2022 ¦ 6 |  |  |  | 0 | 0 | 0 | 0 | 0 | 0 | 102.9486 | 160.7097 | 211.1401 | 251.1024 | 240.0862 | 180.1623 | 0 | 0 | 0 | 0 | 0 | 0 | 0 | 0 | 0 | 0 | 0 | 0 | 0 | 0 | 0 | 0 | 0 | 0
Retail Capacity DRIPE - Uncleared | $/kW-yr | 2022 | 7 | Retail Capacity DRIPE - Uncleared ¦ 2022 ¦ 7 |  |  |  | 0 | 0 | 0 | 0 | 0 | 0 | 102.9486 | 160.7097 | 211.1401 | 251.1024 | 240.0862 | 180.1623 | 115.5275 | 0 | 0 | 0 | 0 | 0 | 0 | 0 | 0 | 0 | 0 | 0 | 0 | 0 | 0 | 0 | 0 | 0
Retail Capacity DRIPE - Uncleared | $/kW-yr | 2022 | 8 | Retail Capacity DRIPE - Uncleared ¦ 2022 ¦ 8 |  |  |  | 0 | 0 | 0 | 0 | 0 | 0 | 102.9486 | 160.7097 | 211.1401 | 251.1024 | 240.0862 | 180.1623 | 115.5275 | 1341.0877 | 0 | 0 | 0 | 0 | 0 | 0 | 0 | 0 | 0 | 0 | 0 | 0 | 0 | 0 | 0 | 0
Retail Capacity DRIPE - Uncleared | $/kW-yr | 2022 | 9 | Retail Capacity DRIPE - Uncleared ¦ 2022 ¦ 9 |  |  |  | 0 | 0 | 0 | 0 | 0 | 0 | 102.9486 | 160.7097 | 211.1401 | 251.1024 | 240.0862 | 180.1623 | 115.5275 | 1341.0877 | 31.3483 | 0 | 0 | 0 | 0 | 0 | 0 | 0 | 0 | 0 | 0 | 0 | 0 | 0 | 0 | 0
Retail Capacity DRIPE - Uncleared | $/kW-yr | 2022 | 10 | Retail Capacity DRIPE - Uncleared ¦ 2022 ¦ 10 |  |  |  | 0 | 0 | 0 | 0 | 0 | 0 | 102.9486 | 160.7097 | 211.1401 | 251.1024 | 240.0862 | 180.1623 | 115.5275 | 1341.0877 | 31.3483 | 8.2659 | 0 | 0 | 0 | 0 | 0 | 0 | 0 | 0 | 0 | 0 | 0 | 0 | 0 | 0
Retail Capacity DRIPE - Cleared | $/kW-yr | 2023 |  | Retail Capacity DRIPE - Cleared ¦ 2023 |  |  |  | 0 | 0 | 150.7135 | 146.5009 | 124.5674 | 93.5501 | 92.3525 | 49.4215 | 0 | 0 | 0 | 0 | 0 | 0 | 0 | 0 | 0 | 0 | 0 | 0 | 0 | 0 | 0 | 0 | 0 | 0 | 0 | 0 | 0 | 0
Retail Capacity DRIPE - Uncleared | $/kW-yr | 2023 | 1 | Retail Capacity DRIPE - Uncleared ¦ 2023 ¦ 1 |  |  |  | 0 | 0 | 0 | 0 | 0 | 0 | 0 | 107.3784 | 55.4848 | 45.5847 | 33.2674 | 0 | 0 | 0 | 0 | 0 | 0 | 0 | 0 | 0 | 0 | 0 | 0 | 0 | 0 | 0 | 0 | 0 | 0 | 0
Retail Capacity DRIPE - Uncleared | $/kW-yr | 2023 | 2 | Retail Capacity DRIPE - Uncleared ¦ 2023 ¦ 2 |  |  |  | 0 | 0 | 0 | 0 | 0 | 0 | 0 | 107.3784 | 167.1991 | 103.1451 | 80.5632 | 13.2839 | 0 | 0 | 0 | 0 | 0 | 0 | 0 | 0 | 0 | 0 | 0 | 0 | 0 | 0 | 0 | 0 | 0 | 0
Retail Capacity DRIPE - Uncleared | $/kW-yr | 2023 | 3 | Retail Capacity DRIPE - Uncleared ¦ 2023 ¦ 3 |  |  |  | 0 | 0 | 0 | 0 | 0 | 0 | 0 | 107.3784 | 167.1991 | 219.0386 | 140.2841 | 62.2681 | 0 | 0 | 0 | 0 | 0 | 0 | 0 | 0 | 0 | 0 | 0 | 0 | 0 | 0 | 0 | 0 | 0 | 0
Retail Capacity DRIPE - Uncleared | $/kW-yr | 2023 | 4 | Retail Capacity DRIPE - Uncleared ¦ 2023 ¦ 4 |  |  |  | 0 | 0 | 0 | 0 | 0 | 0 | 0 | 107.3784 | 167.1991 | 219.0386 | 260.5276 | 124.1211 | 0 | 0 | 0 | 0 | 0 | 0 | 0 | 0 | 0 | 0 | 0 | 0 | 0 | 0 | 0 | 0 | 0 | 0
Retail Capacity DRIPE - Uncleared | $/kW-yr | 2023 | 5 | Retail Capacity DRIPE - Uncleared ¦ 2023 ¦ 5 |  |  |  | 0 | 0 | 0 | 0 | 0 | 0 | 0 | 107.3784 | 167.1991 | 219.0386 | 260.5276 | 248.6572 | 57.9801 | 0 | 0 | 0 | 0 | 0 | 0 | 0 | 0 | 0 | 0 | 0 | 0 | 0 | 0 | 0 | 0 | 0
Retail Capacity DRIPE - Uncleared | $/kW-yr | 2023 | 6 | Retail Capacity DRIPE - Uncleared ¦ 2023 ¦ 6 |  |  |  | 0 | 0 | 0 | 0 | 0 | 0 | 0 | 107.3784 | 167.1991 | 219.0386 | 260.5276 | 248.6572 | 187.7863 | 0 | 0 | 0 | 0 | 0 | 0 | 0 | 0 | 0 | 0 | 0 | 0 | 0 | 0 | 0 | 0 | 0
Retail Capacity DRIPE - Uncleared | $/kW-yr | 2023 | 7 | Retail Capacity DRIPE - Uncleared ¦ 2023 ¦ 7 |  |  |  | 0 | 0 | 0 | 0 | 0 | 0 | 0 | 107.3784 | 167.1991 | 219.0386 | 260.5276 | 248.6572 | 187.7863 | 2387.1361 | 0 | 0 | 0 | 0 | 0 | 0 | 0 | 0 | 0 | 0 | 0 | 0 | 0 | 0 | 0 | 0
Retail Capacity DRIPE - Uncleared | $/kW-yr | 2023 | 8 | Retail Capacity DRIPE - Uncleared ¦ 2023 ¦ 8 |  |  |  | 0 | 0 | 0 | 0 | 0 | 0 | 0 | 107.3784 | 167.1991 | 219.0386 | 260.5276 | 248.6572 | 187.7863 | 2387.1361 | 70.1827 | 0 | 0 | 0 | 0 | 0 | 0 | 0 | 0 | 0 | 0 | 0 | 0 | 0 | 0 | 0
Retail Capacity DRIPE - Uncleared | $/kW-yr | 2023 | 9 | Retail Capacity DRIPE - Uncleared ¦ 2023 ¦ 9 |  |  |  | 0 | 0 | 0 | 0 | 0 | 0 | 0 | 107.3784 | 167.1991 | 219.0386 | 260.5276 | 248.6572 | 187.7863 | 2387.1361 | 70.1827 | 32.5774 | 0 | 0 | 0 | 0 | 0 | 0 | 0 | 0 | 0 | 0 | 0 | 0 | 0 | 0
Retail Capacity DRIPE - Uncleared | $/kW-yr | 2023 | 10 | Retail Capacity DRIPE - Uncleared ¦ 2023 ¦ 10 |  |  |  | 0 | 0 | 0 | 0 | 0 | 0 | 0 | 107.3784 | 167.1991 | 219.0386 | 260.5276 | 248.6572 | 187.7863 | 2387.1361 | 70.1827 | 32.5774 | 8.5899 | 0 | 0 | 0 | 0 | 0 | 0 | 0 | 0 | 0 | 0 | 0 | 0 | 0
Retail Capacity DRIPE - Cleared | $/kW-yr | 2024 |  | Retail Capacity DRIPE - Cleared ¦ 2024 |  |  |  | 0 | 0 | 0 | 176.5071 | 154.3149 | 125.3572 | 139.9281 | 95.9359 | 51.4171 | 0 | 0 | 0 | 0 | 0 | 0 | 0 | 0 | 0 | 0 | 0 | 0 | 0 | 0 | 0 | 0 | 0 | 0 | 0 | 0 | 0
Retail Capacity DRIPE - Uncleared | $/kW-yr | 2024 | 1 | Retail Capacity DRIPE - Uncleared ¦ 2024 ¦ 1 |  |  |  | 0 | 0 | 0 | 0 | 0 | 0 | 0 | 0 | 111.7143 | 57.5604 | 47.2958 | 34.455 | 0 | 0 | 0 | 0 | 0 | 0 | 0 | 0 | 0 | 0 | 0 | 0 | 0 | 0 | 0 | 0 | 0 | 0
Retail Capacity DRIPE - Uncleared | $/kW-yr | 2024 | 2 | Retail Capacity DRIPE - Uncleared ¦ 2024 ¦ 2 |  |  |  | 0 | 0 | 0 | 0 | 0 | 0 | 0 | 0 | 111.7143 | 173.4538 | 107.0167 | 83.4392 | 13.846 | 0 | 0 | 0 | 0 | 0 | 0 | 0 | 0 | 0 | 0 | 0 | 0 | 0 | 0 | 0 | 0 | 0
Retail Capacity DRIPE - Uncleared | $/kW-yr | 2024 | 3 | Retail Capacity DRIPE - Uncleared ¦ 2024 ¦ 3 |  |  |  | 0 | 0 | 0 | 0 | 0 | 0 | 0 | 0 | 111.7143 | 173.4538 | 227.2602 | 145.2922 | 64.9031 | 0 | 0 | 0 | 0 | 0 | 0 | 0 | 0 | 0 | 0 | 0 | 0 | 0 | 0 | 0 | 0 | 0
Retail Capacity DRIPE - Uncleared | $/kW-yr | 2024 | 4 | Retail Capacity DRIPE - Uncleared ¦ 2024 ¦ 4 |  |  |  | 0 | 0 | 0 | 0 | 0 | 0 | 0 | 0 | 111.7143 | 173.4538 | 227.2602 | 269.8284 | 129.3735 | 0 | 0 | 0 | 0 | 0 | 0 | 0 | 0 | 0 | 0 | 0 | 0 | 0 | 0 | 0 | 0 | 0
Retail Capacity DRIPE - Uncleared | $/kW-yr | 2024 | 5 | Retail Capacity DRIPE - Uncleared ¦ 2024 ¦ 5 |  |  |  | 0 | 0 | 0 | 0 | 0 | 0 | 0 | 0 | 111.7143 | 173.4538 | 227.2602 | 269.8284 | 259.1797 | 1198.0383 | 0 | 0 | 0 | 0 | 0 | 0 | 0 | 0 | 0 | 0 | 0 | 0 | 0 | 0 | 0 | 0
Retail Capacity DRIPE - Uncleared | $/kW-yr | 2024 | 6 | Retail Capacity DRIPE - Uncleared ¦ 2024 ¦ 6 |  |  |  | 0 | 0 | 0 | 0 | 0 | 0 | 0 | 0 | 111.7143 | 173.4538 | 227.2602 | 269.8284 | 259.1797 | 3880.2137 | 0 | 0 | 0 | 0 | 0 | 0 | 0 | 0 | 0 | 0 | 0 | 0 | 0 | 0 | 0 | 0
Retail Capacity DRIPE - Uncleared | $/kW-yr | 2024 | 7 | Retail Capacity DRIPE - Uncleared ¦ 2024 ¦ 7 |  |  |  | 0 | 0 | 0 | 0 | 0 | 0 | 0 | 0 | 111.7143 | 173.4538 | 227.2602 | 269.8284 | 259.1797 | 3880.2137 | 124.9252 | 0 | 0 | 0 | 0 | 0 | 0 | 0 | 0 | 0 | 0 | 0 | 0 | 0 | 0 | 0
Retail Capacity DRIPE - Uncleared | $/kW-yr | 2024 | 8 | Retail Capacity DRIPE - Uncleared ¦ 2024 ¦ 8 |  |  |  | 0 | 0 | 0 | 0 | 0 | 0 | 0 | 0 | 111.7143 | 173.4538 | 227.2602 | 269.8284 | 259.1797 | 3880.2137 | 124.9252 | 72.9344 | 0 | 0 | 0 | 0 | 0 | 0 | 0 | 0 | 0 | 0 | 0 | 0 | 0 | 0
Retail Capacity DRIPE - Uncleared | $/kW-yr | 2024 | 9 | Retail Capacity DRIPE - Uncleared ¦ 2024 ¦ 9 |  |  |  | 0 | 0 | 0 | 0 | 0 | 0 | 0 | 0 | 111.7143 | 173.4538 | 227.2602 | 269.8284 | 259.1797 | 3880.2137 | 124.9252 | 72.9344 | 33.8544 | 0 | 0 | 0 | 0 | 0 | 0 | 0 | 0 | 0 | 0 | 0 | 0 | 0
Retail Capacity DRIPE - Uncleared | $/kW-yr | 2024 | 10 | Retail Capacity DRIPE - Uncleared ¦ 2024 ¦ 10 |  |  |  | 0 | 0 | 0 | 0 | 0 | 0 | 0 | 0 | 111.7143 | 173.4538 | 227.2602 | 269.8284 | 259.1797 | 3880.2137 | 124.9252 | 72.9344 | 33.8544 | 8.9266 | 0 | 0 | 0 | 0 | 0 | 0 | 0 | 0 | 0 | 0 | 0 | 0
Table 13. Reliability Value (Nominal $)
Source: AESC 2021, Appendix B; Retail Reliability
Value Subset | Units | Install Year | Search Name | 2018 | 2019 | 2020 | 2021 | 2022 | 2023 | 2024 | 2025 | 2026 | 2027 | 2028 | 2029 | 2030 | 2031 | 2032 | 2033 | 2034 | 2035 | 2036 | 2037 | 2038 | 2039 | 2040 | 2041 | 2042 | 2043 | 2044 | 2045 | 2046 | 2047 | 2048 | 2049 | 2050
Retail Reliability - Cleared | $/kW-yr | 2022 | Retail Reliability - Cleared ¦ 2022 |  |  |  | 0 | 1.7322 | 1.9292 | 1.89 | 1.463 | 0.96786 | 0.69985 | 0 | 0 | 0 | 0 | 0 | 0 | 0 | 0 | 0 | 0 | 0 | 0 | 0 | 0 | 0 | 0 | 0 | 0 | 0 | 0 | 0 | 0 | 0
Retail Reliability - Uncleared | $/kW-yr | 2022 | Retail Reliability - Uncleared ¦ 2022 |  |  |  | 0 | 29.1549 | 18.6315 | 20.9911 | 21.453 | 22.6153 | 17.5102 | 12.938 | 7.9186 | 2.2099 | 0 | 0 | 0 | 0 | 0 | 0 | 0 | 0 | 0 | 0 | 0 | 0 | 0 | 0 | 0 | 0 | 0 | 0 | 0 | 0
Retail Reliability - Cleared | $/kW-yr | 2023 | Retail Reliability - Cleared ¦ 2023 |  |  |  | 0 | 0 | 2.3243 | 2.3413 | 1.9604 | 1.4664 | 1.3585 | 0.75896 | 0 | 0 | 0 | 0 | 0 | 0 | 0 | 0 | 0 | 0 | 0 | 0 | 0 | 0 | 0 | 0 | 0 | 0 | 0 | 0 | 0 | 0
Retail Reliability - Uncleared | $/kW-yr | 2023 | Retail Reliability - Uncleared ¦ 2023 |  |  |  | 0 | 0 | 18.6315 | 20.9911 | 21.453 | 22.6153 | 25.0145 | 19.0665 | 14.4113 | 7.6906 | 2.413 | 0 | 0 | 0 | 0 | 0 | 0 | 0 | 0 | 0 | 0 | 0 | 0 | 0 | 0 | 0 | 0 | 0 | 0 | 0
Retail Reliability - Cleared | $/kW-yr | 2024 | Retail Reliability - Cleared ¦ 2024 |  |  |  | 0 | 0 | 0 | 2.8209 | 2.4286 | 1.965 | 2.0584 | 1.4733 | 0.80851 | 0 | 0 | 0 | 0 | 0 | 0 | 0 | 0 | 0 | 0 | 0 | 0 | 0 | 0 | 0 | 0 | 0 | 0 | 0 | 0 | 0
Retail Reliability - Uncleared | $/kW-yr | 2024 | Retail Reliability - Uncleared ¦ 2024 |  |  |  | 0 | 0 | 0 | 20.9911 | 21.453 | 22.6153 | 25.0145 | 27.2378 | 21.2377 | 13.9963 | 8.3972 | 2.6042 | 0 | 0 | 0 | 0 | 0 | 0 | 0 | 0 | 0 | 0 | 0 | 0 | 0 | 0 | 0 | 0 | 0 | 0
Table 14. Rate Structure (Nominal $/kWh)
Source: Eversource Flat Tariff Rate 1 (Effective July 1, 2021), Eversource TOU Tariff Rate 7 (Effective July 1, 2021), UI Flat Tariff Rate R (Effective July 1, 2021), UI TOU Tariff Rate RT (Effective July 1, 2021)
Utility | Rate | Season | Period | Customer Type | Search Name | 2018 | 2019 | 2020 | 2021 | 2022 | 2023 | 2024 | 2025 | 2026 | 2027 | 2028 | 2029 | 2030 | 2031 | 2032 | 2033 | 2034 | 2035 | 2036 | 2037 | 2038 | 2039 | 2040 | 2041 | 2042 | 2043 | 2044 | 2045 | 2046 | 2047 | 2048 | 2049 | 2050
Eversource | Non-TOU | Summer | Peak | Residential Non-LMI | Eversource ¦ Non-TOU ¦ Summer ¦ Peak ¦ Residential Non-LMI | 0.01 | 0.01 | 0.01 | 0.19547 | 0.20036 | 0.20537 | 0.2105 | 0.21576 | 0.22116 | 0.22669 | 0.23235 | 0.23816 | 0.24412 | 0.25022 | 0.25647 | 0.26289 | 0.26946 | 0.27619 | 0.2831 | 0.29018 | 0.29743 | 0.30487 | 0.31249 | 0.3203 | 0.32831 | 0.33652 | 0.34493 | 0.35355 | 0.36239 | 0.37145 | 0.38074 | 0.39025 | 0.40001
Eversource | Non-TOU | Summer | Off-Peak | Residential Non-LMI | Eversource ¦ Non-TOU ¦ Summer ¦ Off-Peak ¦ Residential Non-LMI | 0.01 | 0.01 | 0.01 | 0.19547 | 0.20036 | 0.20537 | 0.2105 | 0.21576 | 0.22116 | 0.22669 | 0.23235 | 0.23816 | 0.24412 | 0.25022 | 0.25647 | 0.26289 | 0.26946 | 0.27619 | 0.2831 | 0.29018 | 0.29743 | 0.30487 | 0.31249 | 0.3203 | 0.32831 | 0.33652 | 0.34493 | 0.35355 | 0.36239 | 0.37145 | 0.38074 | 0.39025 | 0.40001
Eversource | TOU | Summer | Peak | Residential Non-LMI | Eversource ¦ TOU ¦ Summer ¦ Peak ¦ Residential Non-LMI | 0.01 | 0.01 | 0.01 | 0.27994 | 0.28694 | 0.29411 | 0.30146 | 0.309 | 0.31673 | 0.32464 | 0.33276 | 0.34108 | 0.34961 | 0.35835 | 0.36731 | 0.37649 | 0.3859 | 0.39555 | 0.40544 | 0.41557 | 0.42596 | 0.43661 | 0.44753 | 0.45871 | 0.47018 | 0.48194 | 0.49399 | 0.50633 | 0.51899 | 0.53197 | 0.54527 | 0.5589 | 0.57287
Eversource | TOU | Summer | Off-Peak | Residential Non-LMI | Eversource ¦ TOU ¦ Summer ¦ Off-Peak ¦ Residential Non-LMI | 0.01 | 0.01 | 0.01 | 0.15921 | 0.16319 | 0.16727 | 0.17145 | 0.17574 | 0.18013 | 0.18463 | 0.18925 | 0.19398 | 0.19883 | 0.2038 | 0.2089 | 0.21412 | 0.21947 | 0.22496 | 0.23058 | 0.23635 | 0.24226 | 0.24831 | 0.25452 | 0.26088 | 0.26741 | 0.27409 | 0.28094 | 0.28797 | 0.29517 | 0.30255 | 0.31011 | 0.31786 | 0.32581
Eversource | Non-TOU | Winter | Peak | Residential Non-LMI | Eversource ¦ Non-TOU ¦ Winter ¦ Peak ¦ Residential Non-LMI | 0.01 | 0.01 | 0.01 | 0.19547 | 0.20036 | 0.20537 | 0.2105 | 0.21576 | 0.22116 | 0.22669 | 0.23235 | 0.23816 | 0.24412 | 0.25022 | 0.25647 | 0.26289 | 0.26946 | 0.27619 | 0.2831 | 0.29018 | 0.29743 | 0.30487 | 0.31249 | 0.3203 | 0.32831 | 0.33652 | 0.34493 | 0.35355 | 0.36239 | 0.37145 | 0.38074 | 0.39025 | 0.40001
Eversource | Non-TOU | Winter | Off-Peak | Residential Non-LMI | Eversource ¦ Non-TOU ¦ Winter ¦ Off-Peak ¦ Residential Non-LMI | 0.01 | 0.01 | 0.01 | 0.19547 | 0.20036 | 0.20537 | 0.2105 | 0.21576 | 0.22116 | 0.22669 | 0.23235 | 0.23816 | 0.24412 | 0.25022 | 0.25647 | 0.26289 | 0.26946 | 0.27619 | 0.2831 | 0.29018 | 0.29743 | 0.30487 | 0.31249 | 0.3203 | 0.32831 | 0.33652 | 0.34493 | 0.35355 | 0.36239 | 0.37145 | 0.38074 | 0.39025 | 0.40001
Eversource | TOU | Winter | Peak | Residential Non-LMI | Eversource ¦ TOU ¦ Winter ¦ Peak ¦ Residential Non-LMI | 0.01 | 0.01 | 0.01 | 0.27994 | 0.28694 | 0.29411 | 0.30146 | 0.309 | 0.31673 | 0.32464 | 0.33276 | 0.34108 | 0.34961 | 0.35835 | 0.36731 | 0.37649 | 0.3859 | 0.39555 | 0.40544 | 0.41557 | 0.42596 | 0.43661 | 0.44753 | 0.45871 | 0.47018 | 0.48194 | 0.49399 | 0.50633 | 0.51899 | 0.53197 | 0.54527 | 0.5589 | 0.57287
Eversource | TOU | Winter | Off-Peak | Residential Non-LMI | Eversource ¦ TOU ¦ Winter ¦ Off-Peak ¦ Residential Non-LMI | 0.01 | 0.01 | 0.01 | 0.15921 | 0.16319 | 0.16727 | 0.17145 | 0.17574 | 0.18013 | 0.18463 | 0.18925 | 0.19398 | 0.19883 | 0.2038 | 0.2089 | 0.21412 | 0.21947 | 0.22496 | 0.23058 | 0.23635 | 0.24226 | 0.24831 | 0.25452 | 0.26088 | 0.26741 | 0.27409 | 0.28094 | 0.28797 | 0.29517 | 0.30255 | 0.31011 | 0.31786 | 0.32581
UI | Non-TOU | Summer | Peak | Residential Non-LMI | UI ¦ Non-TOU ¦ Summer ¦ Peak ¦ Residential Non-LMI | 0.01 | 0.01 | 0.01 | 0.22808 | 0.23378 | 0.23962 | 0.24561 | 0.25175 | 0.25805 | 0.2645 | 0.27111 | 0.27789 | 0.28484 | 0.29196 | 0.29926 | 0.30674 | 0.31441 | 0.32227 | 0.33032 | 0.33858 | 0.34704 | 0.35572 | 0.36461 | 0.37373 | 0.38307 | 0.39265 | 0.40247 | 0.41253 | 0.42284 | 0.43341 | 0.44425 | 0.45535 | 0.46674
UI | Non-TOU | Summer | Off-Peak | Residential Non-LMI | UI ¦ Non-TOU ¦ Summer ¦ Off-Peak ¦ Residential Non-LMI | 0.01 | 0.01 | 0.01 | 0.22808 | 0.23378 | 0.23962 | 0.24561 | 0.25175 | 0.25805 | 0.2645 | 0.27111 | 0.27789 | 0.28484 | 0.29196 | 0.29926 | 0.30674 | 0.31441 | 0.32227 | 0.33032 | 0.33858 | 0.34704 | 0.35572 | 0.36461 | 0.37373 | 0.38307 | 0.39265 | 0.40247 | 0.41253 | 0.42284 | 0.43341 | 0.44425 | 0.45535 | 0.46674
UI | TOU | Summer | Peak | Residential Non-LMI | UI ¦ TOU ¦ Summer ¦ Peak ¦ Residential Non-LMI | 0.01 | 0.01 | 0.01 | 0.35731 | 0.36625 | 0.3754 | 0.38479 | 0.39441 | 0.40427 | 0.41437 | 0.42473 | 0.43535 | 0.44623 | 0.45739 | 0.46883 | 0.48055 | 0.49256 | 0.50487 | 0.5175 | 0.53043 | 0.54369 | 0.55729 | 0.57122 | 0.5855 | 0.60014 | 0.61514 | 0.63052 | 0.64628 | 0.66244 | 0.679 | 0.69597 | 0.71337 | 0.73121
UI | TOU | Summer | Off-Peak | Residential Non-LMI | UI ¦ TOU ¦ Summer ¦ Off-Peak ¦ Residential Non-LMI | 0.01 | 0.01 | 0.01 | 0.15346 | 0.1573 | 0.16123 | 0.16526 | 0.16939 | 0.17363 | 0.17797 | 0.18242 | 0.18698 | 0.19165 | 0.19645 | 0.20136 | 0.20639 | 0.21155 | 0.21684 | 0.22226 | 0.22782 | 0.23351 | 0.23935 | 0.24533 | 0.25147 | 0.25775 | 0.2642 | 0.2708 | 0.27757 | 0.28451 | 0.29162 | 0.29892 | 0.30639 | 0.31405
UI | Non-TOU | Winter | Peak | Residential Non-LMI | UI ¦ Non-TOU ¦ Winter ¦ Peak ¦ Residential Non-LMI | 0.01 | 0.01 | 0.01 | 0.22808 | 0.23378 | 0.23962 | 0.24561 | 0.25175 | 0.25805 | 0.2645 | 0.27111 | 0.27789 | 0.28484 | 0.29196 | 0.29926 | 0.30674 | 0.31441 | 0.32227 | 0.33032 | 0.33858 | 0.34704 | 0.35572 | 0.36461 | 0.37373 | 0.38307 | 0.39265 | 0.40247 | 0.41253 | 0.42284 | 0.43341 | 0.44425 | 0.45535 | 0.46674
UI | Non-TOU | Winter | Off-Peak | Residential Non-LMI | UI ¦ Non-TOU ¦ Winter ¦ Off-Peak ¦ Residential Non-LMI | 0.01 | 0.01 | 0.01 | 0.22808 | 0.23378 | 0.23962 | 0.24561 | 0.25175 | 0.25805 | 0.2645 | 0.27111 | 0.27789 | 0.28484 | 0.29196 | 0.29926 | 0.30674 | 0.31441 | 0.32227 | 0.33032 | 0.33858 | 0.34704 | 0.35572 | 0.36461 | 0.37373 | 0.38307 | 0.39265 | 0.40247 | 0.41253 | 0.42284 | 0.43341 | 0.44425 | 0.45535 | 0.46674
UI | TOU | Winter | Peak | Residential Non-LMI | UI ¦ TOU ¦ Winter ¦ Peak ¦ Residential Non-LMI | 0.01 | 0.01 | 0.01 | 0.35731 | 0.36625 | 0.3754 | 0.38479 | 0.39441 | 0.40427 | 0.41437 | 0.42473 | 0.43535 | 0.44623 | 0.45739 | 0.46883 | 0.48055 | 0.49256 | 0.50487 | 0.5175 | 0.53043 | 0.54369 | 0.55729 | 0.57122 | 0.5855 | 0.60014 | 0.61514 | 0.63052 | 0.64628 | 0.66244 | 0.679 | 0.69597 | 0.71337 | 0.73121
UI | TOU | Winter | Off-Peak | Residential Non-LMI | UI ¦ TOU ¦ Winter ¦ Off-Peak ¦ Residential Non-LMI | 0.01 | 0.01 | 0.01 | 0.15346 | 0.1573 | 0.16123 | 0.16526 | 0.16939 | 0.17363 | 0.17797 | 0.18242 | 0.18698 | 0.19165 | 0.19645 | 0.20136 | 0.20639 | 0.21155 | 0.21684 | 0.22226 | 0.22782 | 0.23351 | 0.23935 | 0.24533 | 0.25147 | 0.25775 | 0.2642 | 0.2708 | 0.27757 | 0.28451 | 0.29162 | 0.29892 | 0.30639 | 0.31405
Eversource | Non-TOU | Summer | Peak | Residential Underserved | Eversource ¦ Non-TOU ¦ Summer ¦ Peak ¦ Residential Underserved | 0.01 | 0.01 | 0.01 | 0.19547 | 0.20036 | 0.20537 | 0.2105 | 0.21576 | 0.22116 | 0.22669 | 0.23235 | 0.23816 | 0.24412 | 0.25022 | 0.25647 | 0.26289 | 0.26946 | 0.27619 | 0.2831 | 0.29018 | 0.29743 | 0.30487 | 0.31249 | 0.3203 | 0.32831 | 0.33652 | 0.34493 | 0.35355 | 0.36239 | 0.37145 | 0.38074 | 0.39025 | 0.40001
Eversource | Non-TOU | Summer | Off-Peak | Residential Underserved | Eversource ¦ Non-TOU ¦ Summer ¦ Off-Peak ¦ Residential Underserved | 0.01 | 0.01 | 0.01 | 0.19547 | 0.20036 | 0.20537 | 0.2105 | 0.21576 | 0.22116 | 0.22669 | 0.23235 | 0.23816 | 0.24412 | 0.25022 | 0.25647 | 0.26289 | 0.26946 | 0.27619 | 0.2831 | 0.29018 | 0.29743 | 0.30487 | 0.31249 | 0.3203 | 0.32831 | 0.33652 | 0.34493 | 0.35355 | 0.36239 | 0.37145 | 0.38074 | 0.39025 | 0.40001
Eversource | TOU | Summer | Peak | Residential Underserved | Eversource ¦ TOU ¦ Summer ¦ Peak ¦ Residential Underserved | 0.01 | 0.01 | 0.01 | 0.27994 | 0.28694 | 0.29411 | 0.30146 | 0.309 | 0.31673 | 0.32464 | 0.33276 | 0.34108 | 0.34961 | 0.35835 | 0.36731 | 0.37649 | 0.3859 | 0.39555 | 0.40544 | 0.41557 | 0.42596 | 0.43661 | 0.44753 | 0.45871 | 0.47018 | 0.48194 | 0.49399 | 0.50633 | 0.51899 | 0.53197 | 0.54527 | 0.5589 | 0.57287
Eversource | TOU | Summer | Off-Peak | Residential Underserved | Eversource ¦ TOU ¦ Summer ¦ Off-Peak ¦ Residential Underserved | 0.01 | 0.01 | 0.01 | 0.15921 | 0.16319 | 0.16727 | 0.17145 | 0.17574 | 0.18013 | 0.18463 | 0.18925 | 0.19398 | 0.19883 | 0.2038 | 0.2089 | 0.21412 | 0.21947 | 0.22496 | 0.23058 | 0.23635 | 0.24226 | 0.24831 | 0.25452 | 0.26088 | 0.26741 | 0.27409 | 0.28094 | 0.28797 | 0.29517 | 0.30255 | 0.31011 | 0.31786 | 0.32581
Eversource | Non-TOU | Winter | Peak | Residential Underserved | Eversource ¦ Non-TOU ¦ Winter ¦ Peak ¦ Residential Underserved | 0.01 | 0.01 | 0.01 | 0.19547 | 0.20036 | 0.20537 | 0.2105 | 0.21576 | 0.22116 | 0.22669 | 0.23235 | 0.23816 | 0.24412 | 0.25022 | 0.25647 | 0.26289 | 0.26946 | 0.27619 | 0.2831 | 0.29018 | 0.29743 | 0.30487 | 0.31249 | 0.3203 | 0.32831 | 0.33652 | 0.34493 | 0.35355 | 0.36239 | 0.37145 | 0.38074 | 0.39025 | 0.40001
Eversource | Non-TOU | Winter | Off-Peak | Residential Underserved | Eversource ¦ Non-TOU ¦ Winter ¦ Off-Peak ¦ Residential Underserved | 0.01 | 0.01 | 0.01 | 0.19547 | 0.20036 | 0.20537 | 0.2105 | 0.21576 | 0.22116 | 0.22669 | 0.23235 | 0.23816 | 0.24412 | 0.25022 | 0.25647 | 0.26289 | 0.26946 | 0.27619 | 0.2831 | 0.29018 | 0.29743 | 0.30487 | 0.31249 | 0.3203 | 0.32831 | 0.33652 | 0.34493 | 0.35355 | 0.36239 | 0.37145 | 0.38074 | 0.39025 | 0.40001
Eversource | TOU | Winter | Peak | Residential Underserved | Eversource ¦ TOU ¦ Winter ¦ Peak ¦ Residential Underserved | 0.01 | 0.01 | 0.01 | 0.27994 | 0.28694 | 0.29411 | 0.30146 | 0.309 | 0.31673 | 0.32464 | 0.33276 | 0.34108 | 0.34961 | 0.35835 | 0.36731 | 0.37649 | 0.3859 | 0.39555 | 0.40544 | 0.41557 | 0.42596 | 0.43661 | 0.44753 | 0.45871 | 0.47018 | 0.48194 | 0.49399 | 0.50633 | 0.51899 | 0.53197 | 0.54527 | 0.5589 | 0.57287
Eversource | TOU | Winter | Off-Peak | Residential Underserved | Eversource ¦ TOU ¦ Winter ¦ Off-Peak ¦ Residential Underserved | 0.01 | 0.01 | 0.01 | 0.15921 | 0.16319 | 0.16727 | 0.17145 | 0.17574 | 0.18013 | 0.18463 | 0.18925 | 0.19398 | 0.19883 | 0.2038 | 0.2089 | 0.21412 | 0.21947 | 0.22496 | 0.23058 | 0.23635 | 0.24226 | 0.24831 | 0.25452 | 0.26088 | 0.26741 | 0.27409 | 0.28094 | 0.28797 | 0.29517 | 0.30255 | 0.31011 | 0.31786 | 0.32581
UI | Non-TOU | Summer | Peak | Residential Underserved | UI ¦ Non-TOU ¦ Summer ¦ Peak ¦ Residential Underserved | 0.01 | 0.01 | 0.01 | 0.22808 | 0.23378 | 0.23962 | 0.24561 | 0.25175 | 0.25805 | 0.2645 | 0.27111 | 0.27789 | 0.28484 | 0.29196 | 0.29926 | 0.30674 | 0.31441 | 0.32227 | 0.33032 | 0.33858 | 0.34704 | 0.35572 | 0.36461 | 0.37373 | 0.38307 | 0.39265 | 0.40247 | 0.41253 | 0.42284 | 0.43341 | 0.44425 | 0.45535 | 0.46674
UI | Non-TOU | Summer | Off-Peak | Residential Underserved | UI ¦ Non-TOU ¦ Summer ¦ Off-Peak ¦ Residential Underserved | 0.01 | 0.01 | 0.01 | 0.22808 | 0.23378 | 0.23962 | 0.24561 | 0.25175 | 0.25805 | 0.2645 | 0.27111 | 0.27789 | 0.28484 | 0.29196 | 0.29926 | 0.30674 | 0.31441 | 0.32227 | 0.33032 | 0.33858 | 0.34704 | 0.35572 | 0.36461 | 0.37373 | 0.38307 | 0.39265 | 0.40247 | 0.41253 | 0.42284 | 0.43341 | 0.44425 | 0.45535 | 0.46674
UI | TOU | Summer | Peak | Residential Underserved | UI ¦ TOU ¦ Summer ¦ Peak ¦ Residential Underserved | 0.01 | 0.01 | 0.01 | 0.35731 | 0.36625 | 0.3754 | 0.38479 | 0.39441 | 0.40427 | 0.41437 | 0.42473 | 0.43535 | 0.44623 | 0.45739 | 0.46883 | 0.48055 | 0.49256 | 0.50487 | 0.5175 | 0.53043 | 0.54369 | 0.55729 | 0.57122 | 0.5855 | 0.60014 | 0.61514 | 0.63052 | 0.64628 | 0.66244 | 0.679 | 0.69597 | 0.71337 | 0.73121
UI | TOU | Summer | Off-Peak | Residential Underserved | UI ¦ TOU ¦ Summer ¦ Off-Peak ¦ Residential Underserved | 0.01 | 0.01 | 0.01 | 0.15346 | 0.1573 | 0.16123 | 0.16526 | 0.16939 | 0.17363 | 0.17797 | 0.18242 | 0.18698 | 0.19165 | 0.19645 | 0.20136 | 0.20639 | 0.21155 | 0.21684 | 0.22226 | 0.22782 | 0.23351 | 0.23935 | 0.24533 | 0.25147 | 0.25775 | 0.2642 | 0.2708 | 0.27757 | 0.28451 | 0.29162 | 0.29892 | 0.30639 | 0.31405
UI | Non-TOU | Winter | Peak | Residential Underserved | UI ¦ Non-TOU ¦ Winter ¦ Peak ¦ Residential Underserved | 0.01 | 0.01 | 0.01 | 0.22808 | 0.23378 | 0.23962 | 0.24561 | 0.25175 | 0.25805 | 0.2645 | 0.27111 | 0.27789 | 0.28484 | 0.29196 | 0.29926 | 0.30674 | 0.31441 | 0.32227 | 0.33032 | 0.33858 | 0.34704 | 0.35572 | 0.36461 | 0.37373 | 0.38307 | 0.39265 | 0.40247 | 0.41253 | 0.42284 | 0.43341 | 0.44425 | 0.45535 | 0.46674
UI | Non-TOU | Winter | Off-Peak | Residential Underserved | UI ¦ Non-TOU ¦ Winter ¦ Off-Peak ¦ Residential Underserved | 0.01 | 0.01 | 0.01 | 0.22808 | 0.23378 | 0.23962 | 0.24561 | 0.25175 | 0.25805 | 0.2645 | 0.27111 | 0.27789 | 0.28484 | 0.29196 | 0.29926 | 0.30674 | 0.31441 | 0.32227 | 0.33032 | 0.33858 | 0.34704 | 0.35572 | 0.36461 | 0.37373 | 0.38307 | 0.39265 | 0.40247 | 0.41253 | 0.42284 | 0.43341 | 0.44425 | 0.45535 | 0.46674
UI | TOU | Winter | Peak | Residential Underserved | UI ¦ TOU ¦ Winter ¦ Peak ¦ Residential Underserved | 0.01 | 0.01 | 0.01 | 0.35731 | 0.36625 | 0.3754 | 0.38479 | 0.39441 | 0.40427 | 0.41437 | 0.42473 | 0.43535 | 0.44623 | 0.45739 | 0.46883 | 0.48055 | 0.49256 | 0.50487 | 0.5175 | 0.53043 | 0.54369 | 0.55729 | 0.57122 | 0.5855 | 0.60014 | 0.61514 | 0.63052 | 0.64628 | 0.66244 | 0.679 | 0.69597 | 0.71337 | 0.73121
UI | TOU | Winter | Off-Peak | Residential Underserved | UI ¦ TOU ¦ Winter ¦ Off-Peak ¦ Residential Underserved | 0.01 | 0.01 | 0.01 | 0.15346 | 0.1573 | 0.16123 | 0.16526 | 0.16939 | 0.17363 | 0.17797 | 0.18242 | 0.18698 | 0.19165 | 0.19645 | 0.20136 | 0.20639 | 0.21155 | 0.21684 | 0.22226 | 0.22782 | 0.23351 | 0.23935 | 0.24533 | 0.25147 | 0.25775 | 0.2642 | 0.2708 | 0.27757 | 0.28451 | 0.29162 | 0.29892 | 0.30639 | 0.31405
Eversource | Non-TOU | Summer | Peak | Residential Low Income | Eversource ¦ Non-TOU ¦ Summer ¦ Peak ¦ Residential Low Income | 0.01 | 0.01 | 0.01 | 0.19547 | 0.20036 | 0.20537 | 0.2105 | 0.21576 | 0.22116 | 0.22669 | 0.23235 | 0.23816 | 0.24412 | 0.25022 | 0.25647 | 0.26289 | 0.26946 | 0.27619 | 0.2831 | 0.29018 | 0.29743 | 0.30487 | 0.31249 | 0.3203 | 0.32831 | 0.33652 | 0.34493 | 0.35355 | 0.36239 | 0.37145 | 0.38074 | 0.39025 | 0.40001
Eversource | Non-TOU | Summer | Off-Peak | Residential Low Income | Eversource ¦ Non-TOU ¦ Summer ¦ Off-Peak ¦ Residential Low Income | 0.01 | 0.01 | 0.01 | 0.19547 | 0.20036 | 0.20537 | 0.2105 | 0.21576 | 0.22116 | 0.22669 | 0.23235 | 0.23816 | 0.24412 | 0.25022 | 0.25647 | 0.26289 | 0.26946 | 0.27619 | 0.2831 | 0.29018 | 0.29743 | 0.30487 | 0.31249 | 0.3203 | 0.32831 | 0.33652 | 0.34493 | 0.35355 | 0.36239 | 0.37145 | 0.38074 | 0.39025 | 0.40001
Eversource | TOU | Summer | Peak | Residential Low Income | Eversource ¦ TOU ¦ Summer ¦ Peak ¦ Residential Low Income | 0.01 | 0.01 | 0.01 | 0.27994 | 0.28694 | 0.29411 | 0.30146 | 0.309 | 0.31673 | 0.32464 | 0.33276 | 0.34108 | 0.34961 | 0.35835 | 0.36731 | 0.37649 | 0.3859 | 0.39555 | 0.40544 | 0.41557 | 0.42596 | 0.43661 | 0.44753 | 0.45871 | 0.47018 | 0.48194 | 0.49399 | 0.50633 | 0.51899 | 0.53197 | 0.54527 | 0.5589 | 0.57287
Eversource | TOU | Summer | Off-Peak | Residential Low Income | Eversource ¦ TOU ¦ Summer ¦ Off-Peak ¦ Residential Low Income | 0.01 | 0.01 | 0.01 | 0.15921 | 0.16319 | 0.16727 | 0.17145 | 0.17574 | 0.18013 | 0.18463 | 0.18925 | 0.19398 | 0.19883 | 0.2038 | 0.2089 | 0.21412 | 0.21947 | 0.22496 | 0.23058 | 0.23635 | 0.24226 | 0.24831 | 0.25452 | 0.26088 | 0.26741 | 0.27409 | 0.28094 | 0.28797 | 0.29517 | 0.30255 | 0.31011 | 0.31786 | 0.32581
Eversource | Non-TOU | Winter | Peak | Residential Low Income | Eversource ¦ Non-TOU ¦ Winter ¦ Peak ¦ Residential Low Income | 0.01 | 0.01 | 0.01 | 0.19547 | 0.20036 | 0.20537 | 0.2105 | 0.21576 | 0.22116 | 0.22669 | 0.23235 | 0.23816 | 0.24412 | 0.25022 | 0.25647 | 0.26289 | 0.26946 | 0.27619 | 0.2831 | 0.29018 | 0.29743 | 0.30487 | 0.31249 | 0.3203 | 0.32831 | 0.33652 | 0.34493 | 0.35355 | 0.36239 | 0.37145 | 0.38074 | 0.39025 | 0.40001
Eversource | Non-TOU | Winter | Off-Peak | Residential Low Income | Eversource ¦ Non-TOU ¦ Winter ¦ Off-Peak ¦ Residential Low Income | 0.01 | 0.01 | 0.01 | 0.19547 | 0.20036 | 0.20537 | 0.2105 | 0.21576 | 0.22116 | 0.22669 | 0.23235 | 0.23816 | 0.24412 | 0.25022 | 0.25647 | 0.26289 | 0.26946 | 0.27619 | 0.2831 | 0.29018 | 0.29743 | 0.30487 | 0.31249 | 0.3203 | 0.32831 | 0.33652 | 0.34493 | 0.35355 | 0.36239 | 0.37145 | 0.38074 | 0.39025 | 0.40001
Eversource | TOU | Winter | Peak | Residential Low Income | Eversource ¦ TOU ¦ Winter ¦ Peak ¦ Residential Low Income | 0.01 | 0.01 | 0.01 | 0.27994 | 0.28694 | 0.29411 | 0.30146 | 0.309 | 0.31673 | 0.32464 | 0.33276 | 0.34108 | 0.34961 | 0.35835 | 0.36731 | 0.37649 | 0.3859 | 0.39555 | 0.40544 | 0.41557 | 0.42596 | 0.43661 | 0.44753 | 0.45871 | 0.47018 | 0.48194 | 0.49399 | 0.50633 | 0.51899 | 0.53197 | 0.54527 | 0.5589 | 0.57287
Eversource | TOU | Winter | Off-Peak | Residential Low Income | Eversource ¦ TOU ¦ Winter ¦ Off-Peak ¦ Residential Low Income | 0.01 | 0.01 | 0.01 | 0.15921 | 0.16319 | 0.16727 | 0.17145 | 0.17574 | 0.18013 | 0.18463 | 0.18925 | 0.19398 | 0.19883 | 0.2038 | 0.2089 | 0.21412 | 0.21947 | 0.22496 | 0.23058 | 0.23635 | 0.24226 | 0.24831 | 0.25452 | 0.26088 | 0.26741 | 0.27409 | 0.28094 | 0.28797 | 0.29517 | 0.30255 | 0.31011 | 0.31786 | 0.32581
UI | Non-TOU | Summer | Peak | Residential Low Income | UI ¦ Non-TOU ¦ Summer ¦ Peak ¦ Residential Low Income | 0.01 | 0.01 | 0.01 | 0.22808 | 0.23378 | 0.23962 | 0.24561 | 0.25175 | 0.25805 | 0.2645 | 0.27111 | 0.27789 | 0.28484 | 0.29196 | 0.29926 | 0.30674 | 0.31441 | 0.32227 | 0.33032 | 0.33858 | 0.34704 | 0.35572 | 0.36461 | 0.37373 | 0.38307 | 0.39265 | 0.40247 | 0.41253 | 0.42284 | 0.43341 | 0.44425 | 0.45535 | 0.46674
UI | Non-TOU | Summer | Off-Peak | Residential Low Income | UI ¦ Non-TOU ¦ Summer ¦ Off-Peak ¦ Residential Low Income | 0.01 | 0.01 | 0.01 | 0.22808 | 0.23378 | 0.23962 | 0.24561 | 0.25175 | 0.25805 | 0.2645 | 0.27111 | 0.27789 | 0.28484 | 0.29196 | 0.29926 | 0.30674 | 0.31441 | 0.32227 | 0.33032 | 0.33858 | 0.34704 | 0.35572 | 0.36461 | 0.37373 | 0.38307 | 0.39265 | 0.40247 | 0.41253 | 0.42284 | 0.43341 | 0.44425 | 0.45535 | 0.46674
UI | TOU | Summer | Peak | Residential Low Income | UI ¦ TOU ¦ Summer ¦ Peak ¦ Residential Low Income | 0.01 | 0.01 | 0.01 | 0.35731 | 0.36625 | 0.3754 | 0.38479 | 0.39441 | 0.40427 | 0.41437 | 0.42473 | 0.43535 | 0.44623 | 0.45739 | 0.46883 | 0.48055 | 0.49256 | 0.50487 | 0.5175 | 0.53043 | 0.54369 | 0.55729 | 0.57122 | 0.5855 | 0.60014 | 0.61514 | 0.63052 | 0.64628 | 0.66244 | 0.679 | 0.69597 | 0.71337 | 0.73121
UI | TOU | Summer | Off-Peak | Residential Low Income | UI ¦ TOU ¦ Summer ¦ Off-Peak ¦ Residential Low Income | 0.01 | 0.01 | 0.01 | 0.15346 | 0.1573 | 0.16123 | 0.16526 | 0.16939 | 0.17363 | 0.17797 | 0.18242 | 0.18698 | 0.19165 | 0.19645 | 0.20136 | 0.20639 | 0.21155 | 0.21684 | 0.22226 | 0.22782 | 0.23351 | 0.23935 | 0.24533 | 0.25147 | 0.25775 | 0.2642 | 0.2708 | 0.27757 | 0.28451 | 0.29162 | 0.29892 | 0.30639 | 0.31405
UI | Non-TOU | Winter | Peak | Residential Low Income | UI ¦ Non-TOU ¦ Winter ¦ Peak ¦ Residential Low Income | 0.01 | 0.01 | 0.01 | 0.22808 | 0.23378 | 0.23962 | 0.24561 | 0.25175 | 0.25805 | 0.2645 | 0.27111 | 0.27789 | 0.28484 | 0.29196 | 0.29926 | 0.30674 | 0.31441 | 0.32227 | 0.33032 | 0.33858 | 0.34704 | 0.35572 | 0.36461 | 0.37373 | 0.38307 | 0.39265 | 0.40247 | 0.41253 | 0.42284 | 0.43341 | 0.44425 | 0.45535 | 0.46674
UI | Non-TOU | Winter | Off-Peak | Residential Low Income | UI ¦ Non-TOU ¦ Winter ¦ Off-Peak ¦ Residential Low Income | 0.01 | 0.01 | 0.01 | 0.22808 | 0.23378 | 0.23962 | 0.24561 | 0.25175 | 0.25805 | 0.2645 | 0.27111 | 0.27789 | 0.28484 | 0.29196 | 0.29926 | 0.30674 | 0.31441 | 0.32227 | 0.33032 | 0.33858 | 0.34704 | 0.35572 | 0.36461 | 0.37373 | 0.38307 | 0.39265 | 0.40247 | 0.41253 | 0.42284 | 0.43341 | 0.44425 | 0.45535 | 0.46674
UI | TOU | Winter | Peak | Residential Low Income | UI ¦ TOU ¦ Winter ¦ Peak ¦ Residential Low Income | 0.01 | 0.01 | 0.01 | 0.35731 | 0.36625 | 0.3754 | 0.38479 | 0.39441 | 0.40427 | 0.41437 | 0.42473 | 0.43535 | 0.44623 | 0.45739 | 0.46883 | 0.48055 | 0.49256 | 0.50487 | 0.5175 | 0.53043 | 0.54369 | 0.55729 | 0.57122 | 0.5855 | 0.60014 | 0.61514 | 0.63052 | 0.64628 | 0.66244 | 0.679 | 0.69597 | 0.71337 | 0.73121
UI | TOU | Winter | Off-Peak | Residential Low Income | UI ¦ TOU ¦ Winter ¦ Off-Peak ¦ Residential Low Income | 0.01 | 0.01 | 0.01 | 0.15346 | 0.1573 | 0.16123 | 0.16526 | 0.16939 | 0.17363 | 0.17797 | 0.18242 | 0.18698 | 0.19165 | 0.19645 | 0.20136 | 0.20639 | 0.21155 | 0.21684 | 0.22226 | 0.22782 | 0.23351 | 0.23935 | 0.24533 | 0.25147 | 0.25775 | 0.2642 | 0.2708 | 0.27757 | 0.28451 | 0.29162 | 0.29892 | 0.30639 | 0.31405
Small Commercial (Source: Eversource Rate 27 and 30; UI Rate GS and GST, where demand is billed); effective as of March 2021 |  |  |  |  | Small Commercial (Source: Eversource Rate 27 and 30; UI Rate GS and GST, where demand is billed); effective as of March 2021 ¦ ¦ ¦ ¦
Eversource | Non-TOU | Summer | Peak | Small C&I | Eversource ¦ Non-TOU ¦ Summer ¦ Peak ¦ Small C&I | 0.01 | 0.01 | 0.01 | 0.1 | 0.1025 | 0.10506 | 0.10769 | 0.11038 | 0.11314 | 0.11597 | 0.11887 | 0.12184 | 0.12489 | 0.12801 | 0.13121 | 0.13449 | 0.13785 | 0.1413 | 0.14483 | 0.14845 | 0.15216 | 0.15597 | 0.15987 | 0.16386 | 0.16796 | 0.17216 | 0.17646 | 0.18087 | 0.18539 | 0.19003 | 0.19478 | 0.19965 | 0.20464
Eversource | Non-TOU | Summer | Off-Peak | Small C&I | Eversource ¦ Non-TOU ¦ Summer ¦ Off-Peak ¦ Small C&I | 0.01 | 0.01 | 0.01 | 0.1 | 0.1025 | 0.10506 | 0.10769 | 0.11038 | 0.11314 | 0.11597 | 0.11887 | 0.12184 | 0.12489 | 0.12801 | 0.13121 | 0.13449 | 0.13785 | 0.1413 | 0.14483 | 0.14845 | 0.15216 | 0.15597 | 0.15987 | 0.16386 | 0.16796 | 0.17216 | 0.17646 | 0.18087 | 0.18539 | 0.19003 | 0.19478 | 0.19965 | 0.20464
Eversource | TOU | Summer | Peak | Small C&I | Eversource ¦ TOU ¦ Summer ¦ Peak ¦ Small C&I | 0.01 | 0.01 | 0.01 | 0.15844 | 0.1624 | 0.16646 | 0.17062 | 0.17489 | 0.17926 | 0.18374 | 0.18834 | 0.19304 | 0.19787 | 0.20282 | 0.20789 | 0.21308 | 0.21841 | 0.22387 | 0.22947 | 0.23521 | 0.24109 | 0.24711 | 0.25329 | 0.25962 | 0.26611 | 0.27277 | 0.27958 | 0.28657 | 0.29374 | 0.30108 | 0.30861 | 0.31632 | 0.32423
Eversource | TOU | Summer | Off-Peak | Small C&I | Eversource ¦ TOU ¦ Summer ¦ Off-Peak ¦ Small C&I | 0.01 | 0.01 | 0.01 | 0.0802 | 0.082205 | 0.08426 | 0.086367 | 0.088526 | 0.090739 | 0.093007 | 0.095333 | 0.097716 | 0.10016 | 0.10266 | 0.10523 | 0.10786 | 0.11056 | 0.11332 | 0.11615 | 0.11906 | 0.12203 | 0.12508 | 0.12821 | 0.13142 | 0.1347 | 0.13807 | 0.14152 | 0.14506 | 0.14869 | 0.1524 | 0.15621 | 0.16012 | 0.16412
Eversource | Non-TOU | Winter | Peak | Small C&I | Eversource ¦ Non-TOU ¦ Winter ¦ Peak ¦ Small C&I | 0.01 | 0.01 | 0.01 | 0.1 | 0.1025 | 0.10506 | 0.10769 | 0.11038 | 0.11314 | 0.11597 | 0.11887 | 0.12184 | 0.12489 | 0.12801 | 0.13121 | 0.13449 | 0.13785 | 0.1413 | 0.14483 | 0.14845 | 0.15216 | 0.15597 | 0.15987 | 0.16386 | 0.16796 | 0.17216 | 0.17646 | 0.18087 | 0.18539 | 0.19003 | 0.19478 | 0.19965 | 0.20464
Eversource | Non-TOU | Winter | Off-Peak | Small C&I | Eversource ¦ Non-TOU ¦ Winter ¦ Off-Peak ¦ Small C&I | 0.01 | 0.01 | 0.01 | 0.1 | 0.1025 | 0.10506 | 0.10769 | 0.11038 | 0.11314 | 0.11597 | 0.11887 | 0.12184 | 0.12489 | 0.12801 | 0.13121 | 0.13449 | 0.13785 | 0.1413 | 0.14483 | 0.14845 | 0.15216 | 0.15597 | 0.15987 | 0.16386 | 0.16796 | 0.17216 | 0.17646 | 0.18087 | 0.18539 | 0.19003 | 0.19478 | 0.19965 | 0.20464
Eversource | TOU | Winter | Peak | Small C&I | Eversource ¦ TOU ¦ Winter ¦ Peak ¦ Small C&I | 0.01 | 0.01 | 0.01 | 0.15844 | 0.1624 | 0.16646 | 0.17062 | 0.17489 | 0.17926 | 0.18374 | 0.18834 | 0.19304 | 0.19787 | 0.20282 | 0.20789 | 0.21308 | 0.21841 | 0.22387 | 0.22947 | 0.23521 | 0.24109 | 0.24711 | 0.25329 | 0.25962 | 0.26611 | 0.27277 | 0.27958 | 0.28657 | 0.29374 | 0.30108 | 0.30861 | 0.31632 | 0.32423
Eversource | TOU | Winter | Off-Peak | Small C&I | Eversource ¦ TOU ¦ Winter ¦ Off-Peak ¦ Small C&I | 0.01 | 0.01 | 0.01 | 0.0802 | 0.082205 | 0.08426 | 0.086367 | 0.088526 | 0.090739 | 0.093007 | 0.095333 | 0.097716 | 0.10016 | 0.10266 | 0.10523 | 0.10786 | 0.11056 | 0.11332 | 0.11615 | 0.11906 | 0.12203 | 0.12508 | 0.12821 | 0.13142 | 0.1347 | 0.13807 | 0.14152 | 0.14506 | 0.14869 | 0.1524 | 0.15621 | 0.16012 | 0.16412
UI | Non-TOU | Summer | Peak | Small C&I | UI ¦ Non-TOU ¦ Summer ¦ Peak ¦ Small C&I | 0.01 | 0.01 | 0.01 | 0.2 | 0.205 | 0.21013 | 0.21538 | 0.22076 | 0.22628 | 0.23194 | 0.23774 | 0.24368 | 0.24977 | 0.25602 | 0.26242 | 0.26898 | 0.2757 | 0.28259 | 0.28966 | 0.2969 | 0.30432 | 0.31193 | 0.31973 | 0.32772 | 0.33592 | 0.34431 | 0.35292 | 0.36175 | 0.37079 | 0.38006 | 0.38956 | 0.3993 | 0.40928
UI | Non-TOU | Summer | Off-Peak | Small C&I | UI ¦ Non-TOU ¦ Summer ¦ Off-Peak ¦ Small C&I | 0.01 | 0.01 | 0.01 | 0.2 | 0.205 | 0.21013 | 0.21538 | 0.22076 | 0.22628 | 0.23194 | 0.23774 | 0.24368 | 0.24977 | 0.25602 | 0.26242 | 0.26898 | 0.2757 | 0.28259 | 0.28966 | 0.2969 | 0.30432 | 0.31193 | 0.31973 | 0.32772 | 0.33592 | 0.34431 | 0.35292 | 0.36175 | 0.37079 | 0.38006 | 0.38956 | 0.3993 | 0.40928
UI | TOU | Summer | Peak | Small C&I | UI ¦ TOU ¦ Summer ¦ Peak ¦ Small C&I | 0.01 | 0.01 | 0.01 | 0.28067 | 0.28768 | 0.29487 | 0.30225 | 0.3098 | 0.31755 | 0.32549 | 0.33362 | 0.34196 | 0.35051 | 0.35928 | 0.36826 | 0.37746 | 0.3869 | 0.39657 | 0.40649 | 0.41665 | 0.42707 | 0.43774 | 0.44869 | 0.4599 | 0.4714 | 0.48319 | 0.49527 | 0.50765 | 0.52034 | 0.53335 | 0.54668 | 0.56035 | 0.57436
UI | TOU | Summer | Off-Peak | Small C&I | UI ¦ TOU ¦ Summer ¦ Off-Peak ¦ Small C&I | 0.01 | 0.01 | 0.01 | 0.1329 | 0.13622 | 0.13962 | 0.14311 | 0.14669 | 0.15036 | 0.15412 | 0.15797 | 0.16192 | 0.16597 | 0.17012 | 0.17437 | 0.17873 | 0.1832 | 0.18778 | 0.19247 | 0.19728 | 0.20222 | 0.20727 | 0.21245 | 0.21777 | 0.22321 | 0.22879 | 0.23451 | 0.24037 | 0.24638 | 0.25254 | 0.25885 | 0.26533 | 0.27196
UI | Non-TOU | Winter | Peak | Small C&I | UI ¦ Non-TOU ¦ Winter ¦ Peak ¦ Small C&I | 0.01 | 0.01 | 0.01 | 0.18 | 0.1845 | 0.18911 | 0.19384 | 0.19869 | 0.20365 | 0.20874 | 0.21396 | 0.21931 | 0.2248 | 0.23042 | 0.23618 | 0.24208 | 0.24813 | 0.25434 | 0.26069 | 0.26721 | 0.27389 | 0.28074 | 0.28776 | 0.29495 | 0.30232 | 0.30988 | 0.31763 | 0.32557 | 0.33371 | 0.34205 | 0.3506 | 0.35937 | 0.36835
UI | Non-TOU | Winter | Off-Peak | Small C&I | UI ¦ Non-TOU ¦ Winter ¦ Off-Peak ¦ Small C&I | 0.01 | 0.01 | 0.01 | 0.18 | 0.1845 | 0.18911 | 0.19384 | 0.19869 | 0.20365 | 0.20874 | 0.21396 | 0.21931 | 0.2248 | 0.23042 | 0.23618 | 0.24208 | 0.24813 | 0.25434 | 0.26069 | 0.26721 | 0.27389 | 0.28074 | 0.28776 | 0.29495 | 0.30232 | 0.30988 | 0.31763 | 0.32557 | 0.33371 | 0.34205 | 0.3506 | 0.35937 | 0.36835
UI | TOU | Winter | Peak | Small C&I | UI ¦ TOU ¦ Winter ¦ Peak ¦ Small C&I | 0.01 | 0.01 | 0.01 | 0.28067 | 0.28768 | 0.29487 | 0.30225 | 0.3098 | 0.31755 | 0.32549 | 0.33362 | 0.34196 | 0.35051 | 0.35928 | 0.36826 | 0.37746 | 0.3869 | 0.39657 | 0.40649 | 0.41665 | 0.42707 | 0.43774 | 0.44869 | 0.4599 | 0.4714 | 0.48319 | 0.49527 | 0.50765 | 0.52034 | 0.53335 | 0.54668 | 0.56035 | 0.57436
UI | TOU | Winter | Off-Peak | Small C&I | UI ¦ TOU ¦ Winter ¦ Off-Peak ¦ Small C&I | 0.01 | 0.01 | 0.01 | 0.1329 | 0.13622 | 0.13962 | 0.14311 | 0.14669 | 0.15036 | 0.15412 | 0.15797 | 0.16192 | 0.16597 | 0.17012 | 0.17437 | 0.17873 | 0.1832 | 0.18778 | 0.19247 | 0.19728 | 0.20222 | 0.20727 | 0.21245 | 0.21777 | 0.22321 | 0.22879 | 0.23451 | 0.24037 | 0.24638 | 0.25254 | 0.25885 | 0.26533 | 0.27196
Large Commercial (Source: Eversource Rate 56; UI Rate GS and GST, where demand is billed); effective as of March 2021 |  |  |  |  | Large Commercial (Source: Eversource Rate 56; UI Rate GS and GST, where demand is billed); effective as of March 2021 ¦ ¦ ¦ ¦
Eversource | Non-TOU | Summer | Peak | Medium C&I | Eversource ¦ Non-TOU ¦ Summer ¦ Peak ¦ Medium C&I | 0.01 | 0.01 | 0.01 | 0.12572 | 0.12886 | 0.13208 | 0.13539 | 0.13877 | 0.14224 | 0.1458 | 0.14944 | 0.15318 | 0.15701 | 0.16093 | 0.16496 | 0.16908 | 0.17331 | 0.17764 | 0.18208 | 0.18663 | 0.1913 | 0.19608 | 0.20098 | 0.20601 | 0.21116 | 0.21644 | 0.22185 | 0.22739 | 0.23308 | 0.2389 | 0.24488 | 0.251 | 0.25727
Eversource | Non-TOU | Summer | Off-Peak | Medium C&I | Eversource ¦ Non-TOU ¦ Summer ¦ Off-Peak ¦ Medium C&I | 0.01 | 0.01 | 0.01 | 0.07312 | 0.074948 | 0.076822 | 0.078742 | 0.080711 | 0.082729 | 0.084797 | 0.086917 | 0.08909 | 0.091317 | 0.0936 | 0.09594 | 0.098338 | 0.1008 | 0.10332 | 0.1059 | 0.10855 | 0.11126 | 0.11404 | 0.11689 | 0.11982 | 0.12281 | 0.12588 | 0.12903 | 0.13225 | 0.13556 | 0.13895 | 0.14242 | 0.14598 | 0.14963
Eversource | TOU | Summer | Peak | Medium C&I | Eversource ¦ TOU ¦ Summer ¦ Peak ¦ Medium C&I | 0.01 | 0.01 | 0.01 | 0.12572 | 0.12886 | 0.13208 | 0.13539 | 0.13877 | 0.14224 | 0.1458 | 0.14944 | 0.15318 | 0.15701 | 0.16093 | 0.16496 | 0.16908 | 0.17331 | 0.17764 | 0.18208 | 0.18663 | 0.1913 | 0.19608 | 0.20098 | 0.20601 | 0.21116 | 0.21644 | 0.22185 | 0.22739 | 0.23308 | 0.2389 | 0.24488 | 0.251 | 0.25727
Eversource | TOU | Summer | Off-Peak | Medium C&I | Eversource ¦ TOU ¦ Summer ¦ Off-Peak ¦ Medium C&I | 0.01 | 0.01 | 0.01 | 0.07312 | 0.074948 | 0.076822 | 0.078742 | 0.080711 | 0.082729 | 0.084797 | 0.086917 | 0.08909 | 0.091317 | 0.0936 | 0.09594 | 0.098338 | 0.1008 | 0.10332 | 0.1059 | 0.10855 | 0.11126 | 0.11404 | 0.11689 | 0.11982 | 0.12281 | 0.12588 | 0.12903 | 0.13225 | 0.13556 | 0.13895 | 0.14242 | 0.14598 | 0.14963
Eversource | Non-TOU | Winter | Peak | Medium C&I | Eversource ¦ Non-TOU ¦ Winter ¦ Peak ¦ Medium C&I | 0.01 | 0.01 | 0.01 | 0.12572 | 0.12886 | 0.13208 | 0.13539 | 0.13877 | 0.14224 | 0.1458 | 0.14944 | 0.15318 | 0.15701 | 0.16093 | 0.16496 | 0.16908 | 0.17331 | 0.17764 | 0.18208 | 0.18663 | 0.1913 | 0.19608 | 0.20098 | 0.20601 | 0.21116 | 0.21644 | 0.22185 | 0.22739 | 0.23308 | 0.2389 | 0.24488 | 0.251 | 0.25727
Eversource | Non-TOU | Winter | Off-Peak | Medium C&I | Eversource ¦ Non-TOU ¦ Winter ¦ Off-Peak ¦ Medium C&I | 0.01 | 0.01 | 0.01 | 0.07312 | 0.074948 | 0.076822 | 0.078742 | 0.080711 | 0.082729 | 0.084797 | 0.086917 | 0.08909 | 0.091317 | 0.0936 | 0.09594 | 0.098338 | 0.1008 | 0.10332 | 0.1059 | 0.10855 | 0.11126 | 0.11404 | 0.11689 | 0.11982 | 0.12281 | 0.12588 | 0.12903 | 0.13225 | 0.13556 | 0.13895 | 0.14242 | 0.14598 | 0.14963
Eversource | TOU | Winter | Peak | Medium C&I | Eversource ¦ TOU ¦ Winter ¦ Peak ¦ Medium C&I | 0.01 | 0.01 | 0.01 | 0.12572 | 0.12886 | 0.13208 | 0.13539 | 0.13877 | 0.14224 | 0.1458 | 0.14944 | 0.15318 | 0.15701 | 0.16093 | 0.16496 | 0.16908 | 0.17331 | 0.17764 | 0.18208 | 0.18663 | 0.1913 | 0.19608 | 0.20098 | 0.20601 | 0.21116 | 0.21644 | 0.22185 | 0.22739 | 0.23308 | 0.2389 | 0.24488 | 0.251 | 0.25727
Eversource | TOU | Winter | Off-Peak | Medium C&I | Eversource ¦ TOU ¦ Winter ¦ Off-Peak ¦ Medium C&I | 0.01 | 0.01 | 0.01 | 0.07312 | 0.074948 | 0.076822 | 0.078742 | 0.080711 | 0.082729 | 0.084797 | 0.086917 | 0.08909 | 0.091317 | 0.0936 | 0.09594 | 0.098338 | 0.1008 | 0.10332 | 0.1059 | 0.10855 | 0.11126 | 0.11404 | 0.11689 | 0.11982 | 0.12281 | 0.12588 | 0.12903 | 0.13225 | 0.13556 | 0.13895 | 0.14242 | 0.14598 | 0.14963
UI | Non-TOU | Summer | Peak | Medium C&I | UI ¦ Non-TOU ¦ Summer ¦ Peak ¦ Medium C&I | 0.01 | 0.01 | 0.01 | 0.2 | 0.205 | 0.21013 | 0.21538 | 0.22076 | 0.22628 | 0.23194 | 0.23774 | 0.24368 | 0.24977 | 0.25602 | 0.26242 | 0.26898 | 0.2757 | 0.28259 | 0.28966 | 0.2969 | 0.30432 | 0.31193 | 0.31973 | 0.32772 | 0.33592 | 0.34431 | 0.35292 | 0.36175 | 0.37079 | 0.38006 | 0.38956 | 0.3993 | 0.40928
UI | Non-TOU | Summer | Off-Peak | Medium C&I | UI ¦ Non-TOU ¦ Summer ¦ Off-Peak ¦ Medium C&I | 0.01 | 0.01 | 0.01 | 0.2 | 0.205 | 0.21013 | 0.21538 | 0.22076 | 0.22628 | 0.23194 | 0.23774 | 0.24368 | 0.24977 | 0.25602 | 0.26242 | 0.26898 | 0.2757 | 0.28259 | 0.28966 | 0.2969 | 0.30432 | 0.31193 | 0.31973 | 0.32772 | 0.33592 | 0.34431 | 0.35292 | 0.36175 | 0.37079 | 0.38006 | 0.38956 | 0.3993 | 0.40928
UI | TOU | Summer | Peak | Medium C&I | UI ¦ TOU ¦ Summer ¦ Peak ¦ Medium C&I | 0.01 | 0.01 | 0.01 | 0.28067 | 0.28768 | 0.29487 | 0.30225 | 0.3098 | 0.31755 | 0.32549 | 0.33362 | 0.34196 | 0.35051 | 0.35928 | 0.36826 | 0.37746 | 0.3869 | 0.39657 | 0.40649 | 0.41665 | 0.42707 | 0.43774 | 0.44869 | 0.4599 | 0.4714 | 0.48319 | 0.49527 | 0.50765 | 0.52034 | 0.53335 | 0.54668 | 0.56035 | 0.57436
UI | TOU | Summer | Off-Peak | Medium C&I | UI ¦ TOU ¦ Summer ¦ Off-Peak ¦ Medium C&I | 0.01 | 0.01 | 0.01 | 0.1329 | 0.13622 | 0.13962 | 0.14311 | 0.14669 | 0.15036 | 0.15412 | 0.15797 | 0.16192 | 0.16597 | 0.17012 | 0.17437 | 0.17873 | 0.1832 | 0.18778 | 0.19247 | 0.19728 | 0.20222 | 0.20727 | 0.21245 | 0.21777 | 0.22321 | 0.22879 | 0.23451 | 0.24037 | 0.24638 | 0.25254 | 0.25885 | 0.26533 | 0.27196
UI | Non-TOU | Winter | Peak | Medium C&I | UI ¦ Non-TOU ¦ Winter ¦ Peak ¦ Medium C&I | 0.01 | 0.01 | 0.01 | 0.18 | 0.1845 | 0.18911 | 0.19384 | 0.19869 | 0.20365 | 0.20874 | 0.21396 | 0.21931 | 0.2248 | 0.23042 | 0.23618 | 0.24208 | 0.24813 | 0.25434 | 0.26069 | 0.26721 | 0.27389 | 0.28074 | 0.28776 | 0.29495 | 0.30232 | 0.30988 | 0.31763 | 0.32557 | 0.33371 | 0.34205 | 0.3506 | 0.35937 | 0.36835
UI | Non-TOU | Winter | Off-Peak | Medium C&I | UI ¦ Non-TOU ¦ Winter ¦ Off-Peak ¦ Medium C&I | 0.01 | 0.01 | 0.01 | 0.18 | 0.1845 | 0.18911 | 0.19384 | 0.19869 | 0.20365 | 0.20874 | 0.21396 | 0.21931 | 0.2248 | 0.23042 | 0.23618 | 0.24208 | 0.24813 | 0.25434 | 0.26069 | 0.26721 | 0.27389 | 0.28074 | 0.28776 | 0.29495 | 0.30232 | 0.30988 | 0.31763 | 0.32557 | 0.33371 | 0.34205 | 0.3506 | 0.35937 | 0.36835
UI | TOU | Winter | Peak | Medium C&I | UI ¦ TOU ¦ Winter ¦ Peak ¦ Medium C&I | 0.01 | 0.01 | 0.01 | 0.28067 | 0.28768 | 0.29487 | 0.30225 | 0.3098 | 0.31755 | 0.32549 | 0.33362 | 0.34196 | 0.35051 | 0.35928 | 0.36826 | 0.37746 | 0.3869 | 0.39657 | 0.40649 | 0.41665 | 0.42707 | 0.43774 | 0.44869 | 0.4599 | 0.4714 | 0.48319 | 0.49527 | 0.50765 | 0.52034 | 0.53335 | 0.54668 | 0.56035 | 0.57436
UI | TOU | Winter | Off-Peak | Medium C&I | UI ¦ TOU ¦ Winter ¦ Off-Peak ¦ Medium C&I | 0.01 | 0.01 | 0.01 | 0.1329 | 0.13622 | 0.13962 | 0.14311 | 0.14669 | 0.15036 | 0.15412 | 0.15797 | 0.16192 | 0.16597 | 0.17012 | 0.17437 | 0.17873 | 0.1832 | 0.18778 | 0.19247 | 0.19728 | 0.20222 | 0.20727 | 0.21245 | 0.21777 | 0.22321 | 0.22879 | 0.23451 | 0.24037 | 0.24638 | 0.25254 | 0.25885 | 0.26533 | 0.27196
Industrial (Source: Eversource Rate 57; UI Rate LPT, where demand is billed); effective as of March 2021 |  |  |  |  | Industrial (Source: Eversource Rate 57; UI Rate LPT, where demand is billed); effective as of March 2021 ¦ ¦ ¦ ¦
Eversource | Non-TOU | Summer | Peak | Large C&I | Eversource ¦ Non-TOU ¦ Summer ¦ Peak ¦ Large C&I | 0.01 | 0.01 | 0.01 | 0.09901 | 0.10149 | 0.10402 | 0.10662 | 0.10929 | 0.11202 | 0.11482 | 0.11769 | 0.12063 | 0.12365 | 0.12674 | 0.12991 | 0.13316 | 0.13649 | 0.1399 | 0.1434 | 0.14698 | 0.15066 | 0.15442 | 0.15828 | 0.16224 | 0.1663 | 0.17045 | 0.17471 | 0.17908 | 0.18356 | 0.18815 | 0.19285 | 0.19767 | 0.20261
Eversource | Non-TOU | Summer | Off-Peak | Large C&I | Eversource ¦ Non-TOU ¦ Summer ¦ Off-Peak ¦ Large C&I | 0.01 | 0.01 | 0.01 | 0.058837 | 0.060308 | 0.061815 | 0.063361 | 0.064945 | 0.066568 | 0.068232 | 0.069938 | 0.071687 | 0.073479 | 0.075316 | 0.077199 | 0.079129 | 0.081107 | 0.083135 | 0.085213 | 0.087343 | 0.089527 | 0.091765 | 0.094059 | 0.096411 | 0.098821 | 0.10129 | 0.10382 | 0.10642 | 0.10908 | 0.11181 | 0.1146 | 0.11747 | 0.1204
Eversource | TOU | Summer | Peak | Large C&I | Eversource ¦ TOU ¦ Summer ¦ Peak ¦ Large C&I | 0.01 | 0.01 | 0.01 | 0.09901 | 0.10149 | 0.10402 | 0.10662 | 0.10929 | 0.11202 | 0.11482 | 0.11769 | 0.12063 | 0.12365 | 0.12674 | 0.12991 | 0.13316 | 0.13649 | 0.1399 | 0.1434 | 0.14698 | 0.15066 | 0.15442 | 0.15828 | 0.16224 | 0.1663 | 0.17045 | 0.17471 | 0.17908 | 0.18356 | 0.18815 | 0.19285 | 0.19767 | 0.20261
Eversource | TOU | Summer | Off-Peak | Large C&I | Eversource ¦ TOU ¦ Summer ¦ Off-Peak ¦ Large C&I | 0.01 | 0.01 | 0.01 | 0.058837 | 0.060308 | 0.061815 | 0.063361 | 0.064945 | 0.066568 | 0.068232 | 0.069938 | 0.071687 | 0.073479 | 0.075316 | 0.077199 | 0.079129 | 0.081107 | 0.083135 | 0.085213 | 0.087343 | 0.089527 | 0.091765 | 0.094059 | 0.096411 | 0.098821 | 0.10129 | 0.10382 | 0.10642 | 0.10908 | 0.11181 | 0.1146 | 0.11747 | 0.1204
Eversource | Non-TOU | Winter | Peak | Large C&I | Eversource ¦ Non-TOU ¦ Winter ¦ Peak ¦ Large C&I | 0.01 | 0.01 | 0.01 | 0.09901 | 0.10149 | 0.10402 | 0.10662 | 0.10929 | 0.11202 | 0.11482 | 0.11769 | 0.12063 | 0.12365 | 0.12674 | 0.12991 | 0.13316 | 0.13649 | 0.1399 | 0.1434 | 0.14698 | 0.15066 | 0.15442 | 0.15828 | 0.16224 | 0.1663 | 0.17045 | 0.17471 | 0.17908 | 0.18356 | 0.18815 | 0.19285 | 0.19767 | 0.20261
Eversource | Non-TOU | Winter | Off-Peak | Large C&I | Eversource ¦ Non-TOU ¦ Winter ¦ Off-Peak ¦ Large C&I | 0.01 | 0.01 | 0.01 | 0.058837 | 0.060308 | 0.061815 | 0.063361 | 0.064945 | 0.066568 | 0.068232 | 0.069938 | 0.071687 | 0.073479 | 0.075316 | 0.077199 | 0.079129 | 0.081107 | 0.083135 | 0.085213 | 0.087343 | 0.089527 | 0.091765 | 0.094059 | 0.096411 | 0.098821 | 0.10129 | 0.10382 | 0.10642 | 0.10908 | 0.11181 | 0.1146 | 0.11747 | 0.1204
Eversource | TOU | Winter | Peak | Large C&I | Eversource ¦ TOU ¦ Winter ¦ Peak ¦ Large C&I | 0.01 | 0.01 | 0.01 | 0.09901 | 0.10149 | 0.10402 | 0.10662 | 0.10929 | 0.11202 | 0.11482 | 0.11769 | 0.12063 | 0.12365 | 0.12674 | 0.12991 | 0.13316 | 0.13649 | 0.1399 | 0.1434 | 0.14698 | 0.15066 | 0.15442 | 0.15828 | 0.16224 | 0.1663 | 0.17045 | 0.17471 | 0.17908 | 0.18356 | 0.18815 | 0.19285 | 0.19767 | 0.20261
Eversource | TOU | Winter | Off-Peak | Large C&I | Eversource ¦ TOU ¦ Winter ¦ Off-Peak ¦ Large C&I | 0.01 | 0.01 | 0.01 | 0.058837 | 0.060308 | 0.061815 | 0.063361 | 0.064945 | 0.066568 | 0.068232 | 0.069938 | 0.071687 | 0.073479 | 0.075316 | 0.077199 | 0.079129 | 0.081107 | 0.083135 | 0.085213 | 0.087343 | 0.089527 | 0.091765 | 0.094059 | 0.096411 | 0.098821 | 0.10129 | 0.10382 | 0.10642 | 0.10908 | 0.11181 | 0.1146 | 0.11747 | 0.1204
UI | Non-TOU | Summer | Peak | Large C&I | UI ¦ Non-TOU ¦ Summer ¦ Peak ¦ Large C&I | 0.01 | 0.01 | 0.01 | 0.11075 | 0.11352 | 0.11635 | 0.11926 | 0.12225 | 0.1253 | 0.12843 | 0.13164 | 0.13494 | 0.13831 | 0.14177 | 0.14531 | 0.14894 | 0.15267 | 0.15648 | 0.1604 | 0.16441 | 0.16852 | 0.17273 | 0.17705 | 0.18147 | 0.18601 | 0.19066 | 0.19543 | 0.20031 | 0.20532 | 0.21045 | 0.21571 | 0.22111 | 0.22664
UI | Non-TOU | Summer | Off-Peak | Large C&I | UI ¦ Non-TOU ¦ Summer ¦ Off-Peak ¦ Large C&I | 0.01 | 0.01 | 0.01 | 0.080748 | 0.082767 | 0.084836 | 0.086957 | 0.089131 | 0.091359 | 0.093643 | 0.095984 | 0.098384 | 0.10084 | 0.10336 | 0.10595 | 0.1086 | 0.11131 | 0.11409 | 0.11695 | 0.11987 | 0.12287 | 0.12594 | 0.12909 | 0.13232 | 0.13562 | 0.13901 | 0.14249 | 0.14605 | 0.1497 | 0.15344 | 0.15728 | 0.16121 | 0.16524
UI | TOU | Summer | Peak | Large C&I | UI ¦ TOU ¦ Summer ¦ Peak ¦ Large C&I | 0.01 | 0.01 | 0.01 | 0.11075 | 0.11352 | 0.11635 | 0.11926 | 0.12225 | 0.1253 | 0.12843 | 0.13164 | 0.13494 | 0.13831 | 0.14177 | 0.14531 | 0.14894 | 0.15267 | 0.15648 | 0.1604 | 0.16441 | 0.16852 | 0.17273 | 0.17705 | 0.18147 | 0.18601 | 0.19066 | 0.19543 | 0.20031 | 0.20532 | 0.21045 | 0.21571 | 0.22111 | 0.22664
UI | TOU | Summer | Off-Peak | Large C&I | UI ¦ TOU ¦ Summer ¦ Off-Peak ¦ Large C&I | 0.01 | 0.01 | 0.01 | 0.080748 | 0.082767 | 0.084836 | 0.086957 | 0.089131 | 0.091359 | 0.093643 | 0.095984 | 0.098384 | 0.10084 | 0.10336 | 0.10595 | 0.1086 | 0.11131 | 0.11409 | 0.11695 | 0.11987 | 0.12287 | 0.12594 | 0.12909 | 0.13232 | 0.13562 | 0.13901 | 0.14249 | 0.14605 | 0.1497 | 0.15344 | 0.15728 | 0.16121 | 0.16524
UI | Non-TOU | Winter | Peak | Large C&I | UI ¦ Non-TOU ¦ Winter ¦ Peak ¦ Large C&I | 0.01 | 0.01 | 0.01 | 0.11075 | 0.11352 | 0.11635 | 0.11926 | 0.12225 | 0.1253 | 0.12843 | 0.13164 | 0.13494 | 0.13831 | 0.14177 | 0.14531 | 0.14894 | 0.15267 | 0.15648 | 0.1604 | 0.16441 | 0.16852 | 0.17273 | 0.17705 | 0.18147 | 0.18601 | 0.19066 | 0.19543 | 0.20031 | 0.20532 | 0.21045 | 0.21571 | 0.22111 | 0.22664
UI | Non-TOU | Winter | Off-Peak | Large C&I | UI ¦ Non-TOU ¦ Winter ¦ Off-Peak ¦ Large C&I | 0.01 | 0.01 | 0.01 | 0.080748 | 0.082767 | 0.084836 | 0.086957 | 0.089131 | 0.091359 | 0.093643 | 0.095984 | 0.098384 | 0.10084 | 0.10336 | 0.10595 | 0.1086 | 0.11131 | 0.11409 | 0.11695 | 0.11987 | 0.12287 | 0.12594 | 0.12909 | 0.13232 | 0.13562 | 0.13901 | 0.14249 | 0.14605 | 0.1497 | 0.15344 | 0.15728 | 0.16121 | 0.16524
UI | TOU | Winter | Peak | Large C&I | UI ¦ TOU ¦ Winter ¦ Peak ¦ Large C&I | 0.01 | 0.01 | 0.01 | 0.11075 | 0.11352 | 0.11635 | 0.11926 | 0.12225 | 0.1253 | 0.12843 | 0.13164 | 0.13494 | 0.13831 | 0.14177 | 0.14531 | 0.14894 | 0.15267 | 0.15648 | 0.1604 | 0.16441 | 0.16852 | 0.17273 | 0.17705 | 0.18147 | 0.18601 | 0.19066 | 0.19543 | 0.20031 | 0.20532 | 0.21045 | 0.21571 | 0.22111 | 0.22664
UI | TOU | Winter | Off-Peak | Large C&I | UI ¦ TOU ¦ Winter ¦ Off-Peak ¦ Large C&I | 0.01 | 0.01 | 0.01 | 0.080748 | 0.082767 | 0.084836 | 0.086957 | 0.089131 | 0.091359 | 0.093643 | 0.095984 | 0.098384 | 0.10084 | 0.10336 | 0.10595 | 0.1086 | 0.11131 | 0.11409 | 0.11695 | 0.11987 | 0.12287 | 0.12594 | 0.12909 | 0.13232 | 0.13562 | 0.13901 | 0.14249 | 0.14605 | 0.1497 | 0.15344 | 0.15728 | 0.16121 | 0.16524
*Note: Eversource does not have non-TOU rates for Large Commercial and Industrial Customer classes; the Non-TOU rates for these classes in the tables above are set equal to the respective TOU rates.
Table 15. Demand Charge Structure (Nominal $/kW)
Selected Rate
Utility | Rate | Season | Period | Customer Type | Search Name | 2018 | 2019 | 2020 | 2021 | 2022 | 2023 | 2024 | 2025 | 2026 | 2027 | 2028 | 2029 | 2030 | 2031 | 2032 | 2033 | 2034 | 2035 | 2036 | 2037 | 2038 | 2039 | 2040 | 2041 | 2042 | 2043 | 2044 | 2045 | 2046 | 2047 | 2048 | 2049 | 2050
Eversource | Non-TOU | Summer | N/A | Residential Non-LMI | Eversource ¦ Non-TOU ¦ Summer ¦ Residential Non-LMI | 0 | 0 | 0 | 0 | 0 | 0 | 0 | 0 | 0 | 0 | 0 | 0 | 0 | 0 | 0 | 0 | 0 | 0 | 0 | 0 | 0 | 0 | 0 | 0 | 0 | 0 | 0 | 0 | 0 | 0 | 0 | 0 | 0
Eversource | TOU | Summer | N/A | Residential Non-LMI | Eversource ¦ TOU ¦ Summer ¦ Residential Non-LMI | 0 | 0 | 0 | 0 | 0 | 0 | 0 | 0 | 0 | 0 | 0 | 0 | 0 | 0 | 0 | 0 | 0 | 0 | 0 | 0 | 0 | 0 | 0 | 0 | 0 | 0 | 0 | 0 | 0 | 0 | 0 | 0 | 0
Eversource | Non-TOU | Winter | N/A | Residential Non-LMI | Eversource ¦ Non-TOU ¦ Winter ¦ Residential Non-LMI | 0 | 0 | 0 | 0 | 0 | 0 | 0 | 0 | 0 | 0 | 0 | 0 | 0 | 0 | 0 | 0 | 0 | 0 | 0 | 0 | 0 | 0 | 0 | 0 | 0 | 0 | 0 | 0 | 0 | 0 | 0 | 0 | 0
Eversource | TOU | Winter | N/A | Residential Non-LMI | Eversource ¦ TOU ¦ Winter ¦ Residential Non-LMI | 0 | 0 | 0 | 0 | 0 | 0 | 0 | 0 | 0 | 0 | 0 | 0 | 0 | 0 | 0 | 0 | 0 | 0 | 0 | 0 | 0 | 0 | 0 | 0 | 0 | 0 | 0 | 0 | 0 | 0 | 0 | 0 | 0
UI | Non-TOU | Summer | N/A | Residential Non-LMI | UI ¦ Non-TOU ¦ Summer ¦ Residential Non-LMI | 0 | 0 | 0 | 0 | 0 | 0 | 0 | 0 | 0 | 0 | 0 | 0 | 0 | 0 | 0 | 0 | 0 | 0 | 0 | 0 | 0 | 0 | 0 | 0 | 0 | 0 | 0 | 0 | 0 | 0 | 0 | 0 | 0
UI | TOU | Summer | N/A | Residential Non-LMI | UI ¦ TOU ¦ Summer ¦ Residential Non-LMI | 0 | 0 | 0 | 0 | 0 | 0 | 0 | 0 | 0 | 0 | 0 | 0 | 0 | 0 | 0 | 0 | 0 | 0 | 0 | 0 | 0 | 0 | 0 | 0 | 0 | 0 | 0 | 0 | 0 | 0 | 0 | 0 | 0
UI | Non-TOU | Winter | N/A | Residential Non-LMI | UI ¦ Non-TOU ¦ Winter ¦ Residential Non-LMI | 0 | 0 | 0 | 0 | 0 | 0 | 0 | 0 | 0 | 0 | 0 | 0 | 0 | 0 | 0 | 0 | 0 | 0 | 0 | 0 | 0 | 0 | 0 | 0 | 0 | 0 | 0 | 0 | 0 | 0 | 0 | 0 | 0
UI | TOU | Winter | N/A | Residential Non-LMI | UI ¦ TOU ¦ Winter ¦ Residential Non-LMI | 0 | 0 | 0 | 0 | 0 | 0 | 0 | 0 | 0 | 0 | 0 | 0 | 0 | 0 | 0 | 0 | 0 | 0 | 0 | 0 | 0 | 0 | 0 | 0 | 0 | 0 | 0 | 0 | 0 | 0 | 0 | 0 | 0
Eversource | Non-TOU | Summer | N/A | Residential Underserved | Eversource ¦ Non-TOU ¦ Summer ¦ Residential Underserved | 0 | 0 | 0 | 0 | 0 | 0 | 0 | 0 | 0 | 0 | 0 | 0 | 0 | 0 | 0 | 0 | 0 | 0 | 0 | 0 | 0 | 0 | 0 | 0 | 0 | 0 | 0 | 0 | 0 | 0 | 0 | 0 | 0
Eversource | TOU | Summer | N/A | Residential Underserved | Eversource ¦ TOU ¦ Summer ¦ Residential Underserved | 0 | 0 | 0 | 0 | 0 | 0 | 0 | 0 | 0 | 0 | 0 | 0 | 0 | 0 | 0 | 0 | 0 | 0 | 0 | 0 | 0 | 0 | 0 | 0 | 0 | 0 | 0 | 0 | 0 | 0 | 0 | 0 | 0
Eversource | Non-TOU | Winter | N/A | Residential Underserved | Eversource ¦ Non-TOU ¦ Winter ¦ Residential Underserved | 0 | 0 | 0 | 0 | 0 | 0 | 0 | 0 | 0 | 0 | 0 | 0 | 0 | 0 | 0 | 0 | 0 | 0 | 0 | 0 | 0 | 0 | 0 | 0 | 0 | 0 | 0 | 0 | 0 | 0 | 0 | 0 | 0
Eversource | TOU | Winter | N/A | Residential Underserved | Eversource ¦ TOU ¦ Winter ¦ Residential Underserved | 0 | 0 | 0 | 0 | 0 | 0 | 0 | 0 | 0 | 0 | 0 | 0 | 0 | 0 | 0 | 0 | 0 | 0 | 0 | 0 | 0 | 0 | 0 | 0 | 0 | 0 | 0 | 0 | 0 | 0 | 0 | 0 | 0
UI | Non-TOU | Summer | N/A | Residential Underserved | UI ¦ Non-TOU ¦ Summer ¦ Residential Underserved | 0 | 0 | 0 | 0 | 0 | 0 | 0 | 0 | 0 | 0 | 0 | 0 | 0 | 0 | 0 | 0 | 0 | 0 | 0 | 0 | 0 | 0 | 0 | 0 | 0 | 0 | 0 | 0 | 0 | 0 | 0 | 0 | 0
UI | TOU | Summer | N/A | Residential Underserved | UI ¦ TOU ¦ Summer ¦ Residential Underserved | 0 | 0 | 0 | 0 | 0 | 0 | 0 | 0 | 0 | 0 | 0 | 0 | 0 | 0 | 0 | 0 | 0 | 0 | 0 | 0 | 0 | 0 | 0 | 0 | 0 | 0 | 0 | 0 | 0 | 0 | 0 | 0 | 0
UI | Non-TOU | Winter | N/A | Residential Underserved | UI ¦ Non-TOU ¦ Winter ¦ Residential Underserved | 0 | 0 | 0 | 0 | 0 | 0 | 0 | 0 | 0 | 0 | 0 | 0 | 0 | 0 | 0 | 0 | 0 | 0 | 0 | 0 | 0 | 0 | 0 | 0 | 0 | 0 | 0 | 0 | 0 | 0 | 0 | 0 | 0
UI | TOU | Winter | N/A | Residential Underserved | UI ¦ TOU ¦ Winter ¦ Residential Underserved | 0 | 0 | 0 | 0 | 0 | 0 | 0 | 0 | 0 | 0 | 0 | 0 | 0 | 0 | 0 | 0 | 0 | 0 | 0 | 0 | 0 | 0 | 0 | 0 | 0 | 0 | 0 | 0 | 0 | 0 | 0 | 0 | 0
Eversource | Non-TOU | Summer | N/A | Residential Low Income | Eversource ¦ Non-TOU ¦ Summer ¦ Residential Low Income | 0 | 0 | 0 | 0 | 0 | 0 | 0 | 0 | 0 | 0 | 0 | 0 | 0 | 0 | 0 | 0 | 0 | 0 | 0 | 0 | 0 | 0 | 0 | 0 | 0 | 0 | 0 | 0 | 0 | 0 | 0 | 0 | 0
Eversource | TOU | Summer | N/A | Residential Low Income | Eversource ¦ TOU ¦ Summer ¦ Residential Low Income | 0 | 0 | 0 | 0 | 0 | 0 | 0 | 0 | 0 | 0 | 0 | 0 | 0 | 0 | 0 | 0 | 0 | 0 | 0 | 0 | 0 | 0 | 0 | 0 | 0 | 0 | 0 | 0 | 0 | 0 | 0 | 0 | 0
Eversource | Non-TOU | Winter | N/A | Residential Low Income | Eversource ¦ Non-TOU ¦ Winter ¦ Residential Low Income | 0 | 0 | 0 | 0 | 0 | 0 | 0 | 0 | 0 | 0 | 0 | 0 | 0 | 0 | 0 | 0 | 0 | 0 | 0 | 0 | 0 | 0 | 0 | 0 | 0 | 0 | 0 | 0 | 0 | 0 | 0 | 0 | 0
Eversource | TOU | Winter | N/A | Residential Low Income | Eversource ¦ TOU ¦ Winter ¦ Residential Low Income | 0 | 0 | 0 | 0 | 0 | 0 | 0 | 0 | 0 | 0 | 0 | 0 | 0 | 0 | 0 | 0 | 0 | 0 | 0 | 0 | 0 | 0 | 0 | 0 | 0 | 0 | 0 | 0 | 0 | 0 | 0 | 0 | 0
UI | Non-TOU | Summer | N/A | Residential Low Income | UI ¦ Non-TOU ¦ Summer ¦ Residential Low Income | 0 | 0 | 0 | 0 | 0 | 0 | 0 | 0 | 0 | 0 | 0 | 0 | 0 | 0 | 0 | 0 | 0 | 0 | 0 | 0 | 0 | 0 | 0 | 0 | 0 | 0 | 0 | 0 | 0 | 0 | 0 | 0 | 0
UI | TOU | Summer | N/A | Residential Low Income | UI ¦ TOU ¦ Summer ¦ Residential Low Income | 0 | 0 | 0 | 0 | 0 | 0 | 0 | 0 | 0 | 0 | 0 | 0 | 0 | 0 | 0 | 0 | 0 | 0 | 0 | 0 | 0 | 0 | 0 | 0 | 0 | 0 | 0 | 0 | 0 | 0 | 0 | 0 | 0
UI | Non-TOU | Winter | N/A | Residential Low Income | UI ¦ Non-TOU ¦ Winter ¦ Residential Low Income | 0 | 0 | 0 | 0 | 0 | 0 | 0 | 0 | 0 | 0 | 0 | 0 | 0 | 0 | 0 | 0 | 0 | 0 | 0 | 0 | 0 | 0 | 0 | 0 | 0 | 0 | 0 | 0 | 0 | 0 | 0 | 0 | 0
UI | TOU | Winter | N/A | Residential Low Income | UI ¦ TOU ¦ Winter ¦ Residential Low Income | 0 | 0 | 0 | 0 | 0 | 0 | 0 | 0 | 0 | 0 | 0 | 0 | 0 | 0 | 0 | 0 | 0 | 0 | 0 | 0 | 0 | 0 | 0 | 0 | 0 | 0 | 0 | 0 | 0 | 0 | 0 | 0 | 0
Small Commercial (Source: Eversource Rate 30; UI Rate GS and GST, where demand is billed); effective as of March 2021 |  |  |  |  | Small Commercial (Source: Eversource Rate 30; UI Rate GS and GST, where demand is billed); effective as of March 2021 ¦ ¦ ¦
Eversource | Non-TOU | Summer | N/A | Small C&I | Eversource ¦ Non-TOU ¦ Summer ¦ Small C&I | 0 | 0 | 0 | 18.92 | 19.393 | 19.8778 | 20.3748 | 20.8841 | 21.4062 | 21.9414 | 22.4899 | 23.0522 | 23.6285 | 24.2192 | 24.8247 | 25.4453 | 26.0814 | 26.7335 | 27.4018 | 28.0868 | 28.789 | 29.5087 | 30.2465 | 31.0026 | 31.7777 | 32.5721 | 33.3864 | 34.2211 | 35.0766 | 35.9535 | 36.8524 | 37.7737 | 38.718
Eversource | TOU | Summer | N/A | Small C&I | Eversource ¦ TOU ¦ Summer ¦ Small C&I | 0 | 0 | 0 | 18.92 | 19.393 | 19.8778 | 20.3748 | 20.8841 | 21.4062 | 21.9414 | 22.4899 | 23.0522 | 23.6285 | 24.2192 | 24.8247 | 25.4453 | 26.0814 | 26.7335 | 27.4018 | 28.0868 | 28.789 | 29.5087 | 30.2465 | 31.0026 | 31.7777 | 32.5721 | 33.3864 | 34.2211 | 35.0766 | 35.9535 | 36.8524 | 37.7737 | 38.718
Eversource | Non-TOU | Winter | N/A | Small C&I | Eversource ¦ Non-TOU ¦ Winter ¦ Small C&I | 0 | 0 | 0 | 18.92 | 19.393 | 19.8778 | 20.3748 | 20.8841 | 21.4062 | 21.9414 | 22.4899 | 23.0522 | 23.6285 | 24.2192 | 24.8247 | 25.4453 | 26.0814 | 26.7335 | 27.4018 | 28.0868 | 28.789 | 29.5087 | 30.2465 | 31.0026 | 31.7777 | 32.5721 | 33.3864 | 34.2211 | 35.0766 | 35.9535 | 36.8524 | 37.7737 | 38.718
Eversource | TOU | Winter | N/A | Small C&I | Eversource ¦ TOU ¦ Winter ¦ Small C&I | 0 | 0 | 0 | 18.92 | 19.393 | 19.8778 | 20.3748 | 20.8841 | 21.4062 | 21.9414 | 22.4899 | 23.0522 | 23.6285 | 24.2192 | 24.8247 | 25.4453 | 26.0814 | 26.7335 | 27.4018 | 28.0868 | 28.789 | 29.5087 | 30.2465 | 31.0026 | 31.7777 | 32.5721 | 33.3864 | 34.2211 | 35.0766 | 35.9535 | 36.8524 | 37.7737 | 38.718
UI | Non-TOU | Summer | N/A | Small C&I | UI ¦ Non-TOU ¦ Summer ¦ Small C&I | 0 | 0 | 0 | 16.66 | 17.0765 | 17.5034 | 17.941 | 18.3895 | 18.8493 | 19.3205 | 19.8035 | 20.2986 | 20.8061 | 21.3262 | 21.8594 | 22.4058 | 22.966 | 23.5401 | 24.1286 | 24.7319 | 25.3502 | 25.9839 | 26.6335 | 27.2993 | 27.9818 | 28.6814 | 29.3984 | 30.1334 | 30.8867 | 31.6589 | 32.4503 | 33.2616 | 34.0931
UI | TOU | Summer | N/A | Small C&I | UI ¦ TOU ¦ Summer ¦ Small C&I | 0 | 0 | 0 | 16.66 | 17.0765 | 17.5034 | 17.941 | 18.3895 | 18.8493 | 19.3205 | 19.8035 | 20.2986 | 20.8061 | 21.3262 | 21.8594 | 22.4058 | 22.966 | 23.5401 | 24.1286 | 24.7319 | 25.3502 | 25.9839 | 26.6335 | 27.2993 | 27.9818 | 28.6814 | 29.3984 | 30.1334 | 30.8867 | 31.6589 | 32.4503 | 33.2616 | 34.0931
UI | Non-TOU | Winter | N/A | Small C&I | UI ¦ Non-TOU ¦ Winter ¦ Small C&I | 0 | 0 | 0 | 16.66 | 17.0765 | 17.5034 | 17.941 | 18.3895 | 18.8493 | 19.3205 | 19.8035 | 20.2986 | 20.8061 | 21.3262 | 21.8594 | 22.4058 | 22.966 | 23.5401 | 24.1286 | 24.7319 | 25.3502 | 25.9839 | 26.6335 | 27.2993 | 27.9818 | 28.6814 | 29.3984 | 30.1334 | 30.8867 | 31.6589 | 32.4503 | 33.2616 | 34.0931
UI | TOU | Winter | N/A | Small C&I | UI ¦ TOU ¦ Winter ¦ Small C&I | 0 | 0 | 0 | 16.66 | 17.0765 | 17.5034 | 17.941 | 18.3895 | 18.8493 | 19.3205 | 19.8035 | 20.2986 | 20.8061 | 21.3262 | 21.8594 | 22.4058 | 22.966 | 23.5401 | 24.1286 | 24.7319 | 25.3502 | 25.9839 | 26.6335 | 27.2993 | 27.9818 | 28.6814 | 29.3984 | 30.1334 | 30.8867 | 31.6589 | 32.4503 | 33.2616 | 34.0931
Large Commercial (Source: Eversource Rate 56; UI Rate GS and GST, where demand is billed); effective as of March 2021 |  |  |  |  | Large Commercial (Source: Eversource Rate 56; UI Rate GS and GST, where demand is billed); effective as of March 2021 ¦ ¦ ¦
Eversource | Non-TOU | Summer | N/A | Medium C&I | Eversource ¦ Non-TOU ¦ Summer ¦ Medium C&I | 0 | 0 | 0 | 17.21 | 17.6402 | 18.0813 | 18.5333 | 18.9966 | 19.4715 | 19.9583 | 20.4573 | 20.9687 | 21.4929 | 22.0303 | 22.581 | 23.1455 | 23.7242 | 24.3173 | 24.9252 | 25.5483 | 26.1871 | 26.8417 | 27.5128 | 28.2006 | 28.9056 | 29.6282 | 30.3689 | 31.1282 | 31.9064 | 32.704 | 33.5216 | 34.3597 | 35.2187
Eversource | TOU | Summer | N/A | Medium C&I | Eversource ¦ TOU ¦ Summer ¦ Medium C&I | 0 | 0 | 0 | 17.21 | 17.6402 | 18.0813 | 18.5333 | 18.9966 | 19.4715 | 19.9583 | 20.4573 | 20.9687 | 21.4929 | 22.0303 | 22.581 | 23.1455 | 23.7242 | 24.3173 | 24.9252 | 25.5483 | 26.1871 | 26.8417 | 27.5128 | 28.2006 | 28.9056 | 29.6282 | 30.3689 | 31.1282 | 31.9064 | 32.704 | 33.5216 | 34.3597 | 35.2187
Eversource | Non-TOU | Winter | N/A | Medium C&I | Eversource ¦ Non-TOU ¦ Winter ¦ Medium C&I | 0 | 0 | 0 | 17.21 | 17.6402 | 18.0813 | 18.5333 | 18.9966 | 19.4715 | 19.9583 | 20.4573 | 20.9687 | 21.4929 | 22.0303 | 22.581 | 23.1455 | 23.7242 | 24.3173 | 24.9252 | 25.5483 | 26.1871 | 26.8417 | 27.5128 | 28.2006 | 28.9056 | 29.6282 | 30.3689 | 31.1282 | 31.9064 | 32.704 | 33.5216 | 34.3597 | 35.2187
Eversource | TOU | Winter | N/A | Medium C&I | Eversource ¦ TOU ¦ Winter ¦ Medium C&I | 0 | 0 | 0 | 17.21 | 17.6402 | 18.0813 | 18.5333 | 18.9966 | 19.4715 | 19.9583 | 20.4573 | 20.9687 | 21.4929 | 22.0303 | 22.581 | 23.1455 | 23.7242 | 24.3173 | 24.9252 | 25.5483 | 26.1871 | 26.8417 | 27.5128 | 28.2006 | 28.9056 | 29.6282 | 30.3689 | 31.1282 | 31.9064 | 32.704 | 33.5216 | 34.3597 | 35.2187
UI | Non-TOU | Summer | N/A | Medium C&I | UI ¦ Non-TOU ¦ Summer ¦ Medium C&I | 0 | 0 | 0 | 16.66 | 17.0765 | 17.5034 | 17.941 | 18.3895 | 18.8493 | 19.3205 | 19.8035 | 20.2986 | 20.8061 | 21.3262 | 21.8594 | 22.4058 | 22.966 | 23.5401 | 24.1286 | 24.7319 | 25.3502 | 25.9839 | 26.6335 | 27.2993 | 27.9818 | 28.6814 | 29.3984 | 30.1334 | 30.8867 | 31.6589 | 32.4503 | 33.2616 | 34.0931
UI | TOU | Summer | N/A | Medium C&I | UI ¦ TOU ¦ Summer ¦ Medium C&I | 0 | 0 | 0 | 16.66 | 17.0765 | 17.5034 | 17.941 | 18.3895 | 18.8493 | 19.3205 | 19.8035 | 20.2986 | 20.8061 | 21.3262 | 21.8594 | 22.4058 | 22.966 | 23.5401 | 24.1286 | 24.7319 | 25.3502 | 25.9839 | 26.6335 | 27.2993 | 27.9818 | 28.6814 | 29.3984 | 30.1334 | 30.8867 | 31.6589 | 32.4503 | 33.2616 | 34.0931
UI | Non-TOU | Winter | N/A | Medium C&I | UI ¦ Non-TOU ¦ Winter ¦ Medium C&I | 0 | 0 | 0 | 16.66 | 17.0765 | 17.5034 | 17.941 | 18.3895 | 18.8493 | 19.3205 | 19.8035 | 20.2986 | 20.8061 | 21.3262 | 21.8594 | 22.4058 | 22.966 | 23.5401 | 24.1286 | 24.7319 | 25.3502 | 25.9839 | 26.6335 | 27.2993 | 27.9818 | 28.6814 | 29.3984 | 30.1334 | 30.8867 | 31.6589 | 32.4503 | 33.2616 | 34.0931
UI | TOU | Winter | N/A | Medium C&I | UI ¦ TOU ¦ Winter ¦ Medium C&I | 0 | 0 | 0 | 16.66 | 17.0765 | 17.5034 | 17.941 | 18.3895 | 18.8493 | 19.3205 | 19.8035 | 20.2986 | 20.8061 | 21.3262 | 21.8594 | 22.4058 | 22.966 | 23.5401 | 24.1286 | 24.7319 | 25.3502 | 25.9839 | 26.6335 | 27.2993 | 27.9818 | 28.6814 | 29.3984 | 30.1334 | 30.8867 | 31.6589 | 32.4503 | 33.2616 | 34.0931
Industrial (Source: Eversource Rate 57; UI Rate LPT, where demand is billed); effective as of March 2021 |  |  |  |  | Industrial (Source: Eversource Rate 57; UI Rate LPT, where demand is billed); effective as of March 2021 ¦ ¦ ¦
Eversource | Non-TOU | Summer | N/A | Large C&I | Eversource ¦ Non-TOU ¦ Summer ¦ Large C&I | 0 | 0 | 0 | 13.59 | 13.9297 | 14.278 | 14.6349 | 15.0008 | 15.3758 | 15.7602 | 16.1542 | 16.5581 | 16.972 | 17.3963 | 17.8313 | 18.277 | 18.734 | 19.2023 | 19.6824 | 20.1744 | 20.6788 | 21.1958 | 21.7257 | 22.2688 | 22.8255 | 23.3962 | 23.9811 | 24.5806 | 25.1951 | 25.825 | 26.4706 | 27.1324 | 27.8107
Eversource | TOU | Summer | N/A | Large C&I | Eversource ¦ TOU ¦ Summer ¦ Large C&I | 0 | 0 | 0 | 13.59 | 13.9297 | 14.278 | 14.6349 | 15.0008 | 15.3758 | 15.7602 | 16.1542 | 16.5581 | 16.972 | 17.3963 | 17.8313 | 18.277 | 18.734 | 19.2023 | 19.6824 | 20.1744 | 20.6788 | 21.1958 | 21.7257 | 22.2688 | 22.8255 | 23.3962 | 23.9811 | 24.5806 | 25.1951 | 25.825 | 26.4706 | 27.1324 | 27.8107
Eversource | Non-TOU | Winter | N/A | Large C&I | Eversource ¦ Non-TOU ¦ Winter ¦ Large C&I | 0 | 0 | 0 | 13.59 | 13.9297 | 14.278 | 14.6349 | 15.0008 | 15.3758 | 15.7602 | 16.1542 | 16.5581 | 16.972 | 17.3963 | 17.8313 | 18.277 | 18.734 | 19.2023 | 19.6824 | 20.1744 | 20.6788 | 21.1958 | 21.7257 | 22.2688 | 22.8255 | 23.3962 | 23.9811 | 24.5806 | 25.1951 | 25.825 | 26.4706 | 27.1324 | 27.8107
Eversource | TOU | Winter | N/A | Large C&I | Eversource ¦ TOU ¦ Winter ¦ Large C&I | 0 | 0 | 0 | 13.59 | 13.9297 | 14.278 | 14.6349 | 15.0008 | 15.3758 | 15.7602 | 16.1542 | 16.5581 | 16.972 | 17.3963 | 17.8313 | 18.277 | 18.734 | 19.2023 | 19.6824 | 20.1744 | 20.6788 | 21.1958 | 21.7257 | 22.2688 | 22.8255 | 23.3962 | 23.9811 | 24.5806 | 25.1951 | 25.825 | 26.4706 | 27.1324 | 27.8107
UI | Non-TOU | Summer | N/A | Large C&I | UI ¦ Non-TOU ¦ Summer ¦ Large C&I | 0 | 0 | 0 | 24.33 | 24.9382 | 25.5617 | 26.2007 | 26.8558 | 27.5272 | 28.2153 | 28.9207 | 29.6437 | 30.3848 | 31.1445 | 31.9231 | 32.7211 | 33.5392 | 34.3777 | 35.2371 | 36.118 | 37.021 | 37.9465 | 38.8952 | 39.8675 | 40.8642 | 41.8858 | 42.933 | 44.0063 | 45.1065 | 46.2341 | 47.39 | 48.5747 | 49.7891
UI | TOU | Summer | N/A | Large C&I | UI ¦ TOU ¦ Summer ¦ Large C&I | 0 | 0 | 0 | 24.33 | 24.9382 | 25.5617 | 26.2007 | 26.8558 | 27.5272 | 28.2153 | 28.9207 | 29.6437 | 30.3848 | 31.1445 | 31.9231 | 32.7211 | 33.5392 | 34.3777 | 35.2371 | 36.118 | 37.021 | 37.9465 | 38.8952 | 39.8675 | 40.8642 | 41.8858 | 42.933 | 44.0063 | 45.1065 | 46.2341 | 47.39 | 48.5747 | 49.7891
UI | Non-TOU | Winter | N/A | Large C&I | UI ¦ Non-TOU ¦ Winter ¦ Large C&I | 0 | 0 | 0 | 24.33 | 24.9382 | 25.5617 | 26.2007 | 26.8558 | 27.5272 | 28.2153 | 28.9207 | 29.6437 | 30.3848 | 31.1445 | 31.9231 | 32.7211 | 33.5392 | 34.3777 | 35.2371 | 36.118 | 37.021 | 37.9465 | 38.8952 | 39.8675 | 40.8642 | 41.8858 | 42.933 | 44.0063 | 45.1065 | 46.2341 | 47.39 | 48.5747 | 49.7891
UI | TOU | Winter | N/A | Large C&I | UI ¦ TOU ¦ Winter ¦ Large C&I | 0 | 0 | 0 | 24.33 | 24.9382 | 25.5617 | 26.2007 | 26.8558 | 27.5272 | 28.2153 | 28.9207 | 29.6437 | 30.3848 | 31.1445 | 31.9231 | 32.7211 | 33.5392 | 34.3777 | 35.2371 | 36.118 | 37.021 | 37.9465 | 38.8952 | 39.8675 | 40.8642 | 41.8858 | 42.933 | 44.0063 | 45.1065 | 46.2341 | 47.39 | 48.5747 | 49.7891
*Note: Eversource does not have non-TOU rates for Large Commercial and Industrial Customer classes and UI does not have a non-TOU rate for Industrial customers; the Non-TOU rates for these classes in the tables above are set equal to the respective TOU rates.

## Lists
[15 empty] | 5 | [23 empty] | 2 | 2 | 1 | 6 | 2 | 1 |  |  |  |  | Residential |  |  | Non-Residential |  |  | 48
Cost Tests | Abbr. Cost Tests | Benefit or Cost | Rate Options | EDCs | Install Types | Ownership Models | Target Participant Group | FCM Participation Levels | Customer Segments | Charging Options | Capacity Market Participation | Input Options | Select Input Number | Selected Input Option | Install Year | Selected Install Year Number | Selected Install Year | Residential Capacity Blocks | Non-Residential Capacity Blocks | Selected Capacity Block | Selected Incentive Block Number | Selected Incentive Block | Selected EDC # | Selected EDC | Selected Install Type # | Selected Install Type | Selected Ownership Model # | Selected Ownership Model | Selected Target Participant Group # | Selected Target Participant Group | Selected FCM Participation # | Selected FCM Participation | Install Year + All | Select Install Year + All | EDC + All | Select EDC + All | Res + All | Select Res + All | EDCs | Install Types | Ownership Models | Target Participant Group | FCM Participation | Customer Segment | Project Types | Selected Project Type | Customer Segment | Selected Charging Option | Install Year | Capacity Block | Install Blocks | Install Year | Capacity Block | Install Blocks | Project Type Row | Customer Seg | Project Type | Count | Install Year | Capacity Block | Install Blocks | Combination | Project Installs (MW) | Project Count >0 | Row Num of each Viable Combo | Viable Combinations
Program Administrator Cost Test | PACT | Benefit | Non-TOU | Eversource | PV Paired | Customer Owned | Residential Non-LMI | Does Not Bid into FCM | Residential | Solar Only | Cleared | PURA Decision | 1 | PURA Decision | 2022 | 2 | 2023 | 10 | 50 | 10 | 1 | 10 | 2 | UI | 2 | Standalone | 1 | Customer Owned | 2 | Residential Underserved | 1 | Does Not Bid into FCM | All | 1 | All | 1 | All | 1 | Eversource | PV Paired | Customer Owned | Residential Non-LMI | Does Not Bid into FCM | Residential | Eversource ¦ PV Paired ¦ Customer Owned ¦ Residential Non-LMI ¦ Does Not Bid into FCM | UI ¦ Standalone ¦ Customer Owned ¦ Residential Underserved ¦ Does Not Bid into FCM | Residential | Grid | 2022 | 10 | Residential ¦ 2022 ¦ 10 | 2022 | 50 | Non-Residential ¦ 2022 ¦ 50 | 1 | Residential | Eversource ¦ PV Paired ¦ Customer Owned ¦ Residential Non-LMI ¦ Does Not Bid into FCM | 1 | 2022 | 10 | Residential ¦ 2022 ¦ 10 | Eversource ¦ PV Paired ¦ Customer Owned ¦ Residential Non-LMI ¦ Does Not Bid into FCM ¦ Residential ¦ 2022 ¦ 10 | 0 | FALSE | 13 | Eversource ¦ Standalone ¦ Customer Owned ¦ Residential Non-LMI ¦ Does Not Bid into FCM ¦ Residential ¦ 2022 ¦ 10
Modified Utility Cost Test | mUCT | Cost | TOU | UI | Standalone |  | Residential Underserved | Bids into FCM | Non-Residential | Grid | Uncleared | Program Plan |  |  | 2023 |  |  | 25 | 1000000 | 25 | [12 empty] | 2022 |  | Eversource |  | Residential |  | Eversource | PV Paired | Customer Owned | Residential Non-LMI | Bids into FCM | Residential | Eversource ¦ PV Paired ¦ Customer Owned ¦ Residential Non-LMI ¦ Bids into FCM |  |  |  | 2023 | 10 | Residential ¦ 2023 ¦ 10 | 2023 | 50 | Non-Residential ¦ 2023 ¦ 50 | 2 | Residential | Eversource ¦ PV Paired ¦ Customer Owned ¦ Residential Non-LMI ¦ Bids into FCM | 1 | 2022 | 10 | Residential ¦ 2022 ¦ 10 | Eversource ¦ PV Paired ¦ Customer Owned ¦ Residential Non-LMI ¦ Bids into FCM ¦ Residential ¦ 2022 ¦ 10 | 0 | FALSE | 14 | Eversource ¦ Standalone ¦ Customer Owned ¦ Residential Non-LMI ¦ Bids into FCM ¦ Residential ¦ 2022 ¦ 10
Participant Cost Test | PCT | [5 empty] | Residential Low Income |  |  |  | Weighted Average | Custom |  |  | 2024 |  |  | 50 | 1000001 | 50 | [12 empty] | 2023 |  | UI |  | Non-Residential |  | Eversource | PV Paired | Customer Owned | Residential Underserved | Does Not Bid into FCM | Residential | Eversource ¦ PV Paired ¦ Customer Owned ¦ Residential Underserved ¦ Does Not Bid into FCM |  |  |  | 2024 | 10 | Residential ¦ 2024 ¦ 10 | 2024 | 50 | Non-Residential ¦ 2024 ¦ 50 | 3 | Residential | Eversource ¦ PV Paired ¦ Customer Owned ¦ Residential Underserved ¦ Does Not Bid into FCM | 1 | 2022 | 10 | Residential ¦ 2022 ¦ 10 | Eversource ¦ PV Paired ¦ Customer Owned ¦ Residential Underserved ¦ Does Not Bid into FCM ¦ Residential ¦ 2022 ¦ 10 | 0 | FALSE | 15 | Eversource ¦ Standalone ¦ Customer Owned ¦ Residential Underserved ¦ Does Not Bid into FCM ¦ Residential ¦ 2022 ¦ 10
Societal Cost Test | SCT | [5 empty] | Small C&I | [10 empty] | 1000000 | 1000002 | 1000000 | [12 empty] | 2024 | [5 empty] | Eversource | PV Paired | Customer Owned | Residential Underserved | Bids into FCM | Residential | Eversource ¦ PV Paired ¦ Customer Owned ¦ Residential Underserved ¦ Bids into FCM |  |  |  | 2022 | 25 | Residential ¦ 2022 ¦ 25 | 2022 | 1000000 | Non-Residential ¦ 2022 ¦ 1000000 | 4 | Residential | Eversource ¦ PV Paired ¦ Customer Owned ¦ Residential Underserved ¦ Bids into FCM | 1 | 2022 | 10 | Residential ¦ 2022 ¦ 10 | Eversource ¦ PV Paired ¦ Customer Owned ¦ Residential Underserved ¦ Bids into FCM ¦ Residential ¦ 2022 ¦ 10 | 0 | FALSE | 16 | Eversource ¦ Standalone ¦ Customer Owned ¦ Residential Underserved ¦ Bids into FCM ¦ Residential ¦ 2022 ¦ 10
Total Resource Cost Test | TRC | [5 empty] | Medium C&I | [10 empty] | 1000001 | 1000003 | 1000001 | [18 empty] | Eversource | PV Paired | Customer Owned | Residential Low Income | Does Not Bid into FCM | Residential | Eversource ¦ PV Paired ¦ Customer Owned ¦ Residential Low Income ¦ Does Not Bid into FCM |  |  |  | 2023 | 25 | Residential ¦ 2023 ¦ 25 | 2023 | 1000000 | Non-Residential ¦ 2023 ¦ 1000000 | 5 | Residential | Eversource ¦ PV Paired ¦ Customer Owned ¦ Residential Low Income ¦ Does Not Bid into FCM | 1 | 2022 | 10 | Residential ¦ 2022 ¦ 10 | Eversource ¦ PV Paired ¦ Customer Owned ¦ Residential Low Income ¦ Does Not Bid into FCM ¦ Residential ¦ 2022 ¦ 10 | 0 | FALSE | 17 | Eversource ¦ Standalone ¦ Customer Owned ¦ Residential Low Income ¦ Does Not Bid into FCM ¦ Residential ¦ 2022 ¦ 10
Rate Impact Measure Test | RIM | [5 empty] | Large C&I | [31 empty] | Eversource | PV Paired | Customer Owned | Residential Low Income | Bids into FCM | Residential | Eversource ¦ PV Paired ¦ Customer Owned ¦ Residential Low Income ¦ Bids into FCM |  |  |  | 2024 | 25 | Residential ¦ 2024 ¦ 25 | 2024 | 1000000 | Non-Residential ¦ 2024 ¦ 1000000 | 6 | Residential | Eversource ¦ PV Paired ¦ Customer Owned ¦ Residential Low Income ¦ Bids into FCM | 1 | 2022 | 10 | Residential ¦ 2022 ¦ 10 | Eversource ¦ PV Paired ¦ Customer Owned ¦ Residential Low Income ¦ Bids into FCM ¦ Residential ¦ 2022 ¦ 10 | 0 | FALSE | 18 | Eversource ¦ Standalone ¦ Customer Owned ¦ Residential Low Income ¦ Bids into FCM ¦ Residential ¦ 2022 ¦ 10
[39 empty] | Eversource | PV Paired | Customer Owned | Small C&I | Does Not Bid into FCM | Non-Residential | Eversource ¦ PV Paired ¦ Customer Owned ¦ Small C&I ¦ Does Not Bid into FCM |  |  |  | 2022 | 50 | Residential ¦ 2022 ¦ 50 | 2022 | 1000001 | Non-Residential ¦ 2022 ¦ 1000001 | 7 | Non-Residential | Eversource ¦ PV Paired ¦ Customer Owned ¦ Small C&I ¦ Does Not Bid into FCM | 1 | 2022 | 50 | Non-Residential ¦ 2022 ¦ 50 | Eversource ¦ PV Paired ¦ Customer Owned ¦ Small C&I ¦ Does Not Bid into FCM ¦ Non-Residential ¦ 2022 ¦ 50 | 0 | FALSE | 19 | Eversource ¦ Standalone ¦ Customer Owned ¦ Small C&I ¦ Does Not Bid into FCM ¦ Non-Residential ¦ 2022 ¦ 50
[39 empty] | Eversource | PV Paired | Customer Owned | Small C&I | Bids into FCM | Non-Residential | Eversource ¦ PV Paired ¦ Customer Owned ¦ Small C&I ¦ Bids into FCM |  |  |  | 2023 | 50 | Residential ¦ 2023 ¦ 50 | 2023 | 1000001 | Non-Residential ¦ 2023 ¦ 1000001 | 8 | Non-Residential | Eversource ¦ PV Paired ¦ Customer Owned ¦ Small C&I ¦ Bids into FCM | 1 | 2022 | 50 | Non-Residential ¦ 2022 ¦ 50 | Eversource ¦ PV Paired ¦ Customer Owned ¦ Small C&I ¦ Bids into FCM ¦ Non-Residential ¦ 2022 ¦ 50 | 0 | FALSE | 20 | Eversource ¦ Standalone ¦ Customer Owned ¦ Small C&I ¦ Bids into FCM ¦ Non-Residential ¦ 2022 ¦ 50
[39 empty] | Eversource | PV Paired | Customer Owned | Medium C&I | Does Not Bid into FCM | Non-Residential | Eversource ¦ PV Paired ¦ Customer Owned ¦ Medium C&I ¦ Does Not Bid into FCM |  |  |  | 2024 | 50 | Residential ¦ 2024 ¦ 50 | 2024 | 1000001 | Non-Residential ¦ 2024 ¦ 1000001 | 9 | Non-Residential | Eversource ¦ PV Paired ¦ Customer Owned ¦ Medium C&I ¦ Does Not Bid into FCM | 1 | 2022 | 50 | Non-Residential ¦ 2022 ¦ 50 | Eversource ¦ PV Paired ¦ Customer Owned ¦ Medium C&I ¦ Does Not Bid into FCM ¦ Non-Residential ¦ 2022 ¦ 50 | 0 | FALSE | 21 | Eversource ¦ Standalone ¦ Customer Owned ¦ Medium C&I ¦ Does Not Bid into FCM ¦ Non-Residential ¦ 2022 ¦ 50
[39 empty] | Eversource | PV Paired | Customer Owned | Medium C&I | Bids into FCM | Non-Residential | Eversource ¦ PV Paired ¦ Customer Owned ¦ Medium C&I ¦ Bids into FCM |  |  |  | 2022 | 1000000 | Residential ¦ 2022 ¦ 1000000 | 2022 | 1000002 | Non-Residential ¦ 2022 ¦ 1000002 | 10 | Non-Residential | Eversource ¦ PV Paired ¦ Customer Owned ¦ Medium C&I ¦ Bids into FCM | 1 | 2022 | 50 | Non-Residential ¦ 2022 ¦ 50 | Eversource ¦ PV Paired ¦ Customer Owned ¦ Medium C&I ¦ Bids into FCM ¦ Non-Residential ¦ 2022 ¦ 50 | 0 | FALSE | 22 | Eversource ¦ Standalone ¦ Customer Owned ¦ Medium C&I ¦ Bids into FCM ¦ Non-Residential ¦ 2022 ¦ 50
[39 empty] | Eversource | PV Paired | Customer Owned | Large C&I | Does Not Bid into FCM | Non-Residential | Eversource ¦ PV Paired ¦ Customer Owned ¦ Large C&I ¦ Does Not Bid into FCM |  |  |  | 2023 | 1000000 | Residential ¦ 2023 ¦ 1000000 | 2023 | 1000002 | Non-Residential ¦ 2023 ¦ 1000002 | 11 | Non-Residential | Eversource ¦ PV Paired ¦ Customer Owned ¦ Large C&I ¦ Does Not Bid into FCM | 1 | 2022 | 50 | Non-Residential ¦ 2022 ¦ 50 | Eversource ¦ PV Paired ¦ Customer Owned ¦ Large C&I ¦ Does Not Bid into FCM ¦ Non-Residential ¦ 2022 ¦ 50 | 0 | FALSE | 23 | Eversource ¦ Standalone ¦ Customer Owned ¦ Large C&I ¦ Does Not Bid into FCM ¦ Non-Residential ¦ 2022 ¦ 50
[39 empty] | Eversource | PV Paired | Customer Owned | Large C&I | Bids into FCM | Non-Residential | Eversource ¦ PV Paired ¦ Customer Owned ¦ Large C&I ¦ Bids into FCM |  |  |  | 2024 | 1000000 | Residential ¦ 2024 ¦ 1000000 | 2024 | 1000002 | Non-Residential ¦ 2024 ¦ 1000002 | 12 | Non-Residential | Eversource ¦ PV Paired ¦ Customer Owned ¦ Large C&I ¦ Bids into FCM | 1 | 2022 | 50 | Non-Residential ¦ 2022 ¦ 50 | Eversource ¦ PV Paired ¦ Customer Owned ¦ Large C&I ¦ Bids into FCM ¦ Non-Residential ¦ 2022 ¦ 50 | 0 | FALSE | 24 | Eversource ¦ Standalone ¦ Customer Owned ¦ Large C&I ¦ Bids into FCM ¦ Non-Residential ¦ 2022 ¦ 50
[39 empty] | Eversource | Standalone | Customer Owned | Residential Non-LMI | Does Not Bid into FCM | Residential | Eversource ¦ Standalone ¦ Customer Owned ¦ Residential Non-LMI ¦ Does Not Bid into FCM |  |  |  | 2022 | 1000001 | Residential ¦ 2022 ¦ 1000001 | 2022 | 1000003 | Non-Residential ¦ 2022 ¦ 1000003 | 13 | Residential | Eversource ¦ Standalone ¦ Customer Owned ¦ Residential Non-LMI ¦ Does Not Bid into FCM | 1 | 2022 | 10 | Residential ¦ 2022 ¦ 10 | Eversource ¦ Standalone ¦ Customer Owned ¦ Residential Non-LMI ¦ Does Not Bid into FCM ¦ Residential ¦ 2022 ¦ 10 | 1.68 | TRUE | 37 | UI ¦ Standalone ¦ Customer Owned ¦ Residential Non-LMI ¦ Does Not Bid into FCM ¦ Residential ¦ 2022 ¦ 10
[39 empty] | Eversource | Standalone | Customer Owned | Residential Non-LMI | Bids into FCM | Residential | Eversource ¦ Standalone ¦ Customer Owned ¦ Residential Non-LMI ¦ Bids into FCM |  |  |  | 2023 | 1000001 | Residential ¦ 2023 ¦ 1000001 | 2023 | 1000003 | Non-Residential ¦ 2023 ¦ 1000003 | 14 | Residential | Eversource ¦ Standalone ¦ Customer Owned ¦ Residential Non-LMI ¦ Bids into FCM | 1 | 2022 | 10 | Residential ¦ 2022 ¦ 10 | Eversource ¦ Standalone ¦ Customer Owned ¦ Residential Non-LMI ¦ Bids into FCM ¦ Residential ¦ 2022 ¦ 10 | 1.68 | TRUE | 38 | UI ¦ Standalone ¦ Customer Owned ¦ Residential Non-LMI ¦ Bids into FCM ¦ Residential ¦ 2022 ¦ 10
[39 empty] | Eversource | Standalone | Customer Owned | Residential Underserved | Does Not Bid into FCM | Residential | Eversource ¦ Standalone ¦ Customer Owned ¦ Residential Underserved ¦ Does Not Bid into FCM |  |  |  | 2024 | 1000001 | Residential ¦ 2024 ¦ 1000001 | 2024 | 1000003 | Non-Residential ¦ 2024 ¦ 1000003 | 15 | Residential | Eversource ¦ Standalone ¦ Customer Owned ¦ Residential Underserved ¦ Does Not Bid into FCM | 1 | 2022 | 10 | Residential ¦ 2022 ¦ 10 | Eversource ¦ Standalone ¦ Customer Owned ¦ Residential Underserved ¦ Does Not Bid into FCM ¦ Residential ¦ 2022 ¦ 10 | 0.84 | TRUE | 39 | UI ¦ Standalone ¦ Customer Owned ¦ Residential Underserved ¦ Does Not Bid into FCM ¦ Residential ¦ 2022 ¦ 10
[39 empty] | Eversource | Standalone | Customer Owned | Residential Underserved | Bids into FCM | Residential | Eversource ¦ Standalone ¦ Customer Owned ¦ Residential Underserved ¦ Bids into FCM | [9 empty] | 16 | Residential | Eversource ¦ Standalone ¦ Customer Owned ¦ Residential Underserved ¦ Bids into FCM | 1 | 2022 | 10 | Residential ¦ 2022 ¦ 10 | Eversource ¦ Standalone ¦ Customer Owned ¦ Residential Underserved ¦ Bids into FCM ¦ Residential ¦ 2022 ¦ 10 | 0.84 | TRUE | 40 | UI ¦ Standalone ¦ Customer Owned ¦ Residential Underserved ¦ Bids into FCM ¦ Residential ¦ 2022 ¦ 10
[39 empty] | Eversource | Standalone | Customer Owned | Residential Low Income | Does Not Bid into FCM | Residential | Eversource ¦ Standalone ¦ Customer Owned ¦ Residential Low Income ¦ Does Not Bid into FCM | [9 empty] | 17 | Residential | Eversource ¦ Standalone ¦ Customer Owned ¦ Residential Low Income ¦ Does Not Bid into FCM | 1 | 2022 | 10 | Residential ¦ 2022 ¦ 10 | Eversource ¦ Standalone ¦ Customer Owned ¦ Residential Low Income ¦ Does Not Bid into FCM ¦ Residential ¦ 2022 ¦ 10 | 0.28 | TRUE | 41 | UI ¦ Standalone ¦ Customer Owned ¦ Residential Low Income ¦ Does Not Bid into FCM ¦ Residential ¦ 2022 ¦ 10
[39 empty] | Eversource | Standalone | Customer Owned | Residential Low Income | Bids into FCM | Residential | Eversource ¦ Standalone ¦ Customer Owned ¦ Residential Low Income ¦ Bids into FCM | [9 empty] | 18 | Residential | Eversource ¦ Standalone ¦ Customer Owned ¦ Residential Low Income ¦ Bids into FCM | 1 | 2022 | 10 | Residential ¦ 2022 ¦ 10 | Eversource ¦ Standalone ¦ Customer Owned ¦ Residential Low Income ¦ Bids into FCM ¦ Residential ¦ 2022 ¦ 10 | 0.28 | TRUE | 42 | UI ¦ Standalone ¦ Customer Owned ¦ Residential Low Income ¦ Bids into FCM ¦ Residential ¦ 2022 ¦ 10
[39 empty] | Eversource | Standalone | Customer Owned | Small C&I | Does Not Bid into FCM | Non-Residential | Eversource ¦ Standalone ¦ Customer Owned ¦ Small C&I ¦ Does Not Bid into FCM | [9 empty] | 19 | Non-Residential | Eversource ¦ Standalone ¦ Customer Owned ¦ Small C&I ¦ Does Not Bid into FCM | 1 | 2022 | 50 | Non-Residential ¦ 2022 ¦ 50 | Eversource ¦ Standalone ¦ Customer Owned ¦ Small C&I ¦ Does Not Bid into FCM ¦ Non-Residential ¦ 2022 ¦ 50 | 0.7 | TRUE | 43 | UI ¦ Standalone ¦ Customer Owned ¦ Small C&I ¦ Does Not Bid into FCM ¦ Non-Residential ¦ 2022 ¦ 50
[39 empty] | Eversource | Standalone | Customer Owned | Small C&I | Bids into FCM | Non-Residential | Eversource ¦ Standalone ¦ Customer Owned ¦ Small C&I ¦ Bids into FCM | [9 empty] | 20 | Non-Residential | Eversource ¦ Standalone ¦ Customer Owned ¦ Small C&I ¦ Bids into FCM | 1 | 2022 | 50 | Non-Residential ¦ 2022 ¦ 50 | Eversource ¦ Standalone ¦ Customer Owned ¦ Small C&I ¦ Bids into FCM ¦ Non-Residential ¦ 2022 ¦ 50 | 0.7 | TRUE | 44 | UI ¦ Standalone ¦ Customer Owned ¦ Small C&I ¦ Bids into FCM ¦ Non-Residential ¦ 2022 ¦ 50
[39 empty] | Eversource | Standalone | Customer Owned | Medium C&I | Does Not Bid into FCM | Non-Residential | Eversource ¦ Standalone ¦ Customer Owned ¦ Medium C&I ¦ Does Not Bid into FCM | [9 empty] | 21 | Non-Residential | Eversource ¦ Standalone ¦ Customer Owned ¦ Medium C&I ¦ Does Not Bid into FCM | 1 | 2022 | 50 | Non-Residential ¦ 2022 ¦ 50 | Eversource ¦ Standalone ¦ Customer Owned ¦ Medium C&I ¦ Does Not Bid into FCM ¦ Non-Residential ¦ 2022 ¦ 50 | 0.84 | TRUE | 45 | UI ¦ Standalone ¦ Customer Owned ¦ Medium C&I ¦ Does Not Bid into FCM ¦ Non-Residential ¦ 2022 ¦ 50
[39 empty] | Eversource | Standalone | Customer Owned | Medium C&I | Bids into FCM | Non-Residential | Eversource ¦ Standalone ¦ Customer Owned ¦ Medium C&I ¦ Bids into FCM | [9 empty] | 22 | Non-Residential | Eversource ¦ Standalone ¦ Customer Owned ¦ Medium C&I ¦ Bids into FCM | 1 | 2022 | 50 | Non-Residential ¦ 2022 ¦ 50 | Eversource ¦ Standalone ¦ Customer Owned ¦ Medium C&I ¦ Bids into FCM ¦ Non-Residential ¦ 2022 ¦ 50 | 0.84 | TRUE | 46 | UI ¦ Standalone ¦ Customer Owned ¦ Medium C&I ¦ Bids into FCM ¦ Non-Residential ¦ 2022 ¦ 50
[39 empty] | Eversource | Standalone | Customer Owned | Large C&I | Does Not Bid into FCM | Non-Residential | Eversource ¦ Standalone ¦ Customer Owned ¦ Large C&I ¦ Does Not Bid into FCM | [9 empty] | 23 | Non-Residential | Eversource ¦ Standalone ¦ Customer Owned ¦ Large C&I ¦ Does Not Bid into FCM | 1 | 2022 | 50 | Non-Residential ¦ 2022 ¦ 50 | Eversource ¦ Standalone ¦ Customer Owned ¦ Large C&I ¦ Does Not Bid into FCM ¦ Non-Residential ¦ 2022 ¦ 50 | 1.26 | TRUE | 47 | UI ¦ Standalone ¦ Customer Owned ¦ Large C&I ¦ Does Not Bid into FCM ¦ Non-Residential ¦ 2022 ¦ 50
[39 empty] | Eversource | Standalone | Customer Owned | Large C&I | Bids into FCM | Non-Residential | Eversource ¦ Standalone ¦ Customer Owned ¦ Large C&I ¦ Bids into FCM | [9 empty] | 24 | Non-Residential | Eversource ¦ Standalone ¦ Customer Owned ¦ Large C&I ¦ Bids into FCM | 1 | 2022 | 50 | Non-Residential ¦ 2022 ¦ 50 | Eversource ¦ Standalone ¦ Customer Owned ¦ Large C&I ¦ Bids into FCM ¦ Non-Residential ¦ 2022 ¦ 50 | 1.26 | TRUE | 48 | UI ¦ Standalone ¦ Customer Owned ¦ Large C&I ¦ Bids into FCM ¦ Non-Residential ¦ 2022 ¦ 50
[39 empty] | UI | PV Paired | Customer Owned | Residential Non-LMI | Does Not Bid into FCM | Residential | UI ¦ PV Paired ¦ Customer Owned ¦ Residential Non-LMI ¦ Does Not Bid into FCM | [9 empty] | 25 | Residential | UI ¦ PV Paired ¦ Customer Owned ¦ Residential Non-LMI ¦ Does Not Bid into FCM | 1 | 2022 | 10 | Residential ¦ 2022 ¦ 10 | UI ¦ PV Paired ¦ Customer Owned ¦ Residential Non-LMI ¦ Does Not Bid into FCM ¦ Residential ¦ 2022 ¦ 10 | 0 | FALSE | 61 | Eversource ¦ Standalone ¦ Customer Owned ¦ Residential Non-LMI ¦ Does Not Bid into FCM ¦ Residential ¦ 2023 ¦ 10
[39 empty] | UI | PV Paired | Customer Owned | Residential Non-LMI | Bids into FCM | Residential | UI ¦ PV Paired ¦ Customer Owned ¦ Residential Non-LMI ¦ Bids into FCM | [9 empty] | 26 | Residential | UI ¦ PV Paired ¦ Customer Owned ¦ Residential Non-LMI ¦ Bids into FCM | 1 | 2022 | 10 | Residential ¦ 2022 ¦ 10 | UI ¦ PV Paired ¦ Customer Owned ¦ Residential Non-LMI ¦ Bids into FCM ¦ Residential ¦ 2022 ¦ 10 | 0 | FALSE | 62 | Eversource ¦ Standalone ¦ Customer Owned ¦ Residential Non-LMI ¦ Bids into FCM ¦ Residential ¦ 2023 ¦ 10
[39 empty] | UI | PV Paired | Customer Owned | Residential Underserved | Does Not Bid into FCM | Residential | UI ¦ PV Paired ¦ Customer Owned ¦ Residential Underserved ¦ Does Not Bid into FCM | [9 empty] | 27 | Residential | UI ¦ PV Paired ¦ Customer Owned ¦ Residential Underserved ¦ Does Not Bid into FCM | 1 | 2022 | 10 | Residential ¦ 2022 ¦ 10 | UI ¦ PV Paired ¦ Customer Owned ¦ Residential Underserved ¦ Does Not Bid into FCM ¦ Residential ¦ 2022 ¦ 10 | 0 | FALSE | 63 | Eversource ¦ Standalone ¦ Customer Owned ¦ Residential Underserved ¦ Does Not Bid into FCM ¦ Residential ¦ 2023 ¦ 10
[39 empty] | UI | PV Paired | Customer Owned | Residential Underserved | Bids into FCM | Residential | UI ¦ PV Paired ¦ Customer Owned ¦ Residential Underserved ¦ Bids into FCM | [9 empty] | 28 | Residential | UI ¦ PV Paired ¦ Customer Owned ¦ Residential Underserved ¦ Bids into FCM | 1 | 2022 | 10 | Residential ¦ 2022 ¦ 10 | UI ¦ PV Paired ¦ Customer Owned ¦ Residential Underserved ¦ Bids into FCM ¦ Residential ¦ 2022 ¦ 10 | 0 | FALSE | 64 | Eversource ¦ Standalone ¦ Customer Owned ¦ Residential Underserved ¦ Bids into FCM ¦ Residential ¦ 2023 ¦ 10
[39 empty] | UI | PV Paired | Customer Owned | Residential Low Income | Does Not Bid into FCM | Residential | UI ¦ PV Paired ¦ Customer Owned ¦ Residential Low Income ¦ Does Not Bid into FCM | [9 empty] | 29 | Residential | UI ¦ PV Paired ¦ Customer Owned ¦ Residential Low Income ¦ Does Not Bid into FCM | 1 | 2022 | 10 | Residential ¦ 2022 ¦ 10 | UI ¦ PV Paired ¦ Customer Owned ¦ Residential Low Income ¦ Does Not Bid into FCM ¦ Residential ¦ 2022 ¦ 10 | 0 | FALSE | 65 | Eversource ¦ Standalone ¦ Customer Owned ¦ Residential Low Income ¦ Does Not Bid into FCM ¦ Residential ¦ 2023 ¦ 10
[39 empty] | UI | PV Paired | Customer Owned | Residential Low Income | Bids into FCM | Residential | UI ¦ PV Paired ¦ Customer Owned ¦ Residential Low Income ¦ Bids into FCM | [9 empty] | 30 | Residential | UI ¦ PV Paired ¦ Customer Owned ¦ Residential Low Income ¦ Bids into FCM | 1 | 2022 | 10 | Residential ¦ 2022 ¦ 10 | UI ¦ PV Paired ¦ Customer Owned ¦ Residential Low Income ¦ Bids into FCM ¦ Residential ¦ 2022 ¦ 10 | 0 | FALSE | 66 | Eversource ¦ Standalone ¦ Customer Owned ¦ Residential Low Income ¦ Bids into FCM ¦ Residential ¦ 2023 ¦ 10
[39 empty] | UI | PV Paired | Customer Owned | Small C&I | Does Not Bid into FCM | Non-Residential | UI ¦ PV Paired ¦ Customer Owned ¦ Small C&I ¦ Does Not Bid into FCM | [9 empty] | 31 | Non-Residential | UI ¦ PV Paired ¦ Customer Owned ¦ Small C&I ¦ Does Not Bid into FCM | 1 | 2022 | 50 | Non-Residential ¦ 2022 ¦ 50 | UI ¦ PV Paired ¦ Customer Owned ¦ Small C&I ¦ Does Not Bid into FCM ¦ Non-Residential ¦ 2022 ¦ 50 | 0 | FALSE | 67 | Eversource ¦ Standalone ¦ Customer Owned ¦ Small C&I ¦ Does Not Bid into FCM ¦ Non-Residential ¦ 2023 ¦ 50
[39 empty] | UI | PV Paired | Customer Owned | Small C&I | Bids into FCM | Non-Residential | UI ¦ PV Paired ¦ Customer Owned ¦ Small C&I ¦ Bids into FCM | [9 empty] | 32 | Non-Residential | UI ¦ PV Paired ¦ Customer Owned ¦ Small C&I ¦ Bids into FCM | 1 | 2022 | 50 | Non-Residential ¦ 2022 ¦ 50 | UI ¦ PV Paired ¦ Customer Owned ¦ Small C&I ¦ Bids into FCM ¦ Non-Residential ¦ 2022 ¦ 50 | 0 | FALSE | 68 | Eversource ¦ Standalone ¦ Customer Owned ¦ Small C&I ¦ Bids into FCM ¦ Non-Residential ¦ 2023 ¦ 50
[39 empty] | UI | PV Paired | Customer Owned | Medium C&I | Does Not Bid into FCM | Non-Residential | UI ¦ PV Paired ¦ Customer Owned ¦ Medium C&I ¦ Does Not Bid into FCM | [9 empty] | 33 | Non-Residential | UI ¦ PV Paired ¦ Customer Owned ¦ Medium C&I ¦ Does Not Bid into FCM | 1 | 2022 | 50 | Non-Residential ¦ 2022 ¦ 50 | UI ¦ PV Paired ¦ Customer Owned ¦ Medium C&I ¦ Does Not Bid into FCM ¦ Non-Residential ¦ 2022 ¦ 50 | 0 | FALSE | 69 | Eversource ¦ Standalone ¦ Customer Owned ¦ Medium C&I ¦ Does Not Bid into FCM ¦ Non-Residential ¦ 2023 ¦ 50
[39 empty] | UI | PV Paired | Customer Owned | Medium C&I | Bids into FCM | Non-Residential | UI ¦ PV Paired ¦ Customer Owned ¦ Medium C&I ¦ Bids into FCM | [9 empty] | 34 | Non-Residential | UI ¦ PV Paired ¦ Customer Owned ¦ Medium C&I ¦ Bids into FCM | 1 | 2022 | 50 | Non-Residential ¦ 2022 ¦ 50 | UI ¦ PV Paired ¦ Customer Owned ¦ Medium C&I ¦ Bids into FCM ¦ Non-Residential ¦ 2022 ¦ 50 | 0 | FALSE | 70 | Eversource ¦ Standalone ¦ Customer Owned ¦ Medium C&I ¦ Bids into FCM ¦ Non-Residential ¦ 2023 ¦ 50
[39 empty] | UI | PV Paired | Customer Owned | Large C&I | Does Not Bid into FCM | Non-Residential | UI ¦ PV Paired ¦ Customer Owned ¦ Large C&I ¦ Does Not Bid into FCM | [9 empty] | 35 | Non-Residential | UI ¦ PV Paired ¦ Customer Owned ¦ Large C&I ¦ Does Not Bid into FCM | 1 | 2022 | 50 | Non-Residential ¦ 2022 ¦ 50 | UI ¦ PV Paired ¦ Customer Owned ¦ Large C&I ¦ Does Not Bid into FCM ¦ Non-Residential ¦ 2022 ¦ 50 | 0 | FALSE | 71 | Eversource ¦ Standalone ¦ Customer Owned ¦ Large C&I ¦ Does Not Bid into FCM ¦ Non-Residential ¦ 2023 ¦ 50
[39 empty] | UI | PV Paired | Customer Owned | Large C&I | Bids into FCM | Non-Residential | UI ¦ PV Paired ¦ Customer Owned ¦ Large C&I ¦ Bids into FCM | [9 empty] | 36 | Non-Residential | UI ¦ PV Paired ¦ Customer Owned ¦ Large C&I ¦ Bids into FCM | 1 | 2022 | 50 | Non-Residential ¦ 2022 ¦ 50 | UI ¦ PV Paired ¦ Customer Owned ¦ Large C&I ¦ Bids into FCM ¦ Non-Residential ¦ 2022 ¦ 50 | 0 | FALSE | 72 | Eversource ¦ Standalone ¦ Customer Owned ¦ Large C&I ¦ Bids into FCM ¦ Non-Residential ¦ 2023 ¦ 50
[39 empty] | UI | Standalone | Customer Owned | Residential Non-LMI | Does Not Bid into FCM | Residential | UI ¦ Standalone ¦ Customer Owned ¦ Residential Non-LMI ¦ Does Not Bid into FCM | [9 empty] | 37 | Residential | UI ¦ Standalone ¦ Customer Owned ¦ Residential Non-LMI ¦ Does Not Bid into FCM | 1 | 2022 | 10 | Residential ¦ 2022 ¦ 10 | UI ¦ Standalone ¦ Customer Owned ¦ Residential Non-LMI ¦ Does Not Bid into FCM ¦ Residential ¦ 2022 ¦ 10 | 0.42 | TRUE | 85 | UI ¦ Standalone ¦ Customer Owned ¦ Residential Non-LMI ¦ Does Not Bid into FCM ¦ Residential ¦ 2023 ¦ 10
[39 empty] | UI | Standalone | Customer Owned | Residential Non-LMI | Bids into FCM | Residential | UI ¦ Standalone ¦ Customer Owned ¦ Residential Non-LMI ¦ Bids into FCM | [9 empty] | 38 | Residential | UI ¦ Standalone ¦ Customer Owned ¦ Residential Non-LMI ¦ Bids into FCM | 1 | 2022 | 10 | Residential ¦ 2022 ¦ 10 | UI ¦ Standalone ¦ Customer Owned ¦ Residential Non-LMI ¦ Bids into FCM ¦ Residential ¦ 2022 ¦ 10 | 0.42 | TRUE | 86 | UI ¦ Standalone ¦ Customer Owned ¦ Residential Non-LMI ¦ Bids into FCM ¦ Residential ¦ 2023 ¦ 10
[39 empty] | UI | Standalone | Customer Owned | Residential Underserved | Does Not Bid into FCM | Residential | UI ¦ Standalone ¦ Customer Owned ¦ Residential Underserved ¦ Does Not Bid into FCM | [9 empty] | 39 | Residential | UI ¦ Standalone ¦ Customer Owned ¦ Residential Underserved ¦ Does Not Bid into FCM | 1 | 2022 | 10 | Residential ¦ 2022 ¦ 10 | UI ¦ Standalone ¦ Customer Owned ¦ Residential Underserved ¦ Does Not Bid into FCM ¦ Residential ¦ 2022 ¦ 10 | 0.21 | TRUE | 87 | UI ¦ Standalone ¦ Customer Owned ¦ Residential Underserved ¦ Does Not Bid into FCM ¦ Residential ¦ 2023 ¦ 10
[39 empty] | UI | Standalone | Customer Owned | Residential Underserved | Bids into FCM | Residential | UI ¦ Standalone ¦ Customer Owned ¦ Residential Underserved ¦ Bids into FCM | [9 empty] | 40 | Residential | UI ¦ Standalone ¦ Customer Owned ¦ Residential Underserved ¦ Bids into FCM | 1 | 2022 | 10 | Residential ¦ 2022 ¦ 10 | UI ¦ Standalone ¦ Customer Owned ¦ Residential Underserved ¦ Bids into FCM ¦ Residential ¦ 2022 ¦ 10 | 0.21 | TRUE | 88 | UI ¦ Standalone ¦ Customer Owned ¦ Residential Underserved ¦ Bids into FCM ¦ Residential ¦ 2023 ¦ 10
[39 empty] | UI | Standalone | Customer Owned | Residential Low Income | Does Not Bid into FCM | Residential | UI ¦ Standalone ¦ Customer Owned ¦ Residential Low Income ¦ Does Not Bid into FCM | [9 empty] | 41 | Residential | UI ¦ Standalone ¦ Customer Owned ¦ Residential Low Income ¦ Does Not Bid into FCM | 1 | 2022 | 10 | Residential ¦ 2022 ¦ 10 | UI ¦ Standalone ¦ Customer Owned ¦ Residential Low Income ¦ Does Not Bid into FCM ¦ Residential ¦ 2022 ¦ 10 | 0.07 | TRUE | 89 | UI ¦ Standalone ¦ Customer Owned ¦ Residential Low Income ¦ Does Not Bid into FCM ¦ Residential ¦ 2023 ¦ 10
[39 empty] | UI | Standalone | Customer Owned | Residential Low Income | Bids into FCM | Residential | UI ¦ Standalone ¦ Customer Owned ¦ Residential Low Income ¦ Bids into FCM | [9 empty] | 42 | Residential | UI ¦ Standalone ¦ Customer Owned ¦ Residential Low Income ¦ Bids into FCM | 1 | 2022 | 10 | Residential ¦ 2022 ¦ 10 | UI ¦ Standalone ¦ Customer Owned ¦ Residential Low Income ¦ Bids into FCM ¦ Residential ¦ 2022 ¦ 10 | 0.07 | TRUE | 90 | UI ¦ Standalone ¦ Customer Owned ¦ Residential Low Income ¦ Bids into FCM ¦ Residential ¦ 2023 ¦ 10
[39 empty] | UI | Standalone | Customer Owned | Small C&I | Does Not Bid into FCM | Non-Residential | UI ¦ Standalone ¦ Customer Owned ¦ Small C&I ¦ Does Not Bid into FCM | [9 empty] | 43 | Non-Residential | UI ¦ Standalone ¦ Customer Owned ¦ Small C&I ¦ Does Not Bid into FCM | 1 | 2022 | 50 | Non-Residential ¦ 2022 ¦ 50 | UI ¦ Standalone ¦ Customer Owned ¦ Small C&I ¦ Does Not Bid into FCM ¦ Non-Residential ¦ 2022 ¦ 50 | 0.175 | TRUE | 91 | UI ¦ Standalone ¦ Customer Owned ¦ Small C&I ¦ Does Not Bid into FCM ¦ Non-Residential ¦ 2023 ¦ 50
[39 empty] | UI | Standalone | Customer Owned | Small C&I | Bids into FCM | Non-Residential | UI ¦ Standalone ¦ Customer Owned ¦ Small C&I ¦ Bids into FCM | [9 empty] | 44 | Non-Residential | UI ¦ Standalone ¦ Customer Owned ¦ Small C&I ¦ Bids into FCM | 1 | 2022 | 50 | Non-Residential ¦ 2022 ¦ 50 | UI ¦ Standalone ¦ Customer Owned ¦ Small C&I ¦ Bids into FCM ¦ Non-Residential ¦ 2022 ¦ 50 | 0.175 | TRUE | 92 | UI ¦ Standalone ¦ Customer Owned ¦ Small C&I ¦ Bids into FCM ¦ Non-Residential ¦ 2023 ¦ 50
[39 empty] | UI | Standalone | Customer Owned | Medium C&I | Does Not Bid into FCM | Non-Residential | UI ¦ Standalone ¦ Customer Owned ¦ Medium C&I ¦ Does Not Bid into FCM | [9 empty] | 45 | Non-Residential | UI ¦ Standalone ¦ Customer Owned ¦ Medium C&I ¦ Does Not Bid into FCM | 1 | 2022 | 50 | Non-Residential ¦ 2022 ¦ 50 | UI ¦ Standalone ¦ Customer Owned ¦ Medium C&I ¦ Does Not Bid into FCM ¦ Non-Residential ¦ 2022 ¦ 50 | 0.21 | TRUE | 93 | UI ¦ Standalone ¦ Customer Owned ¦ Medium C&I ¦ Does Not Bid into FCM ¦ Non-Residential ¦ 2023 ¦ 50
[39 empty] | UI | Standalone | Customer Owned | Medium C&I | Bids into FCM | Non-Residential | UI ¦ Standalone ¦ Customer Owned ¦ Medium C&I ¦ Bids into FCM | [9 empty] | 46 | Non-Residential | UI ¦ Standalone ¦ Customer Owned ¦ Medium C&I ¦ Bids into FCM | 1 | 2022 | 50 | Non-Residential ¦ 2022 ¦ 50 | UI ¦ Standalone ¦ Customer Owned ¦ Medium C&I ¦ Bids into FCM ¦ Non-Residential ¦ 2022 ¦ 50 | 0.21 | TRUE | 94 | UI ¦ Standalone ¦ Customer Owned ¦ Medium C&I ¦ Bids into FCM ¦ Non-Residential ¦ 2023 ¦ 50
[39 empty] | UI | Standalone | Customer Owned | Large C&I | Does Not Bid into FCM | Non-Residential | UI ¦ Standalone ¦ Customer Owned ¦ Large C&I ¦ Does Not Bid into FCM | [9 empty] | 47 | Non-Residential | UI ¦ Standalone ¦ Customer Owned ¦ Large C&I ¦ Does Not Bid into FCM | 1 | 2022 | 50 | Non-Residential ¦ 2022 ¦ 50 | UI ¦ Standalone ¦ Customer Owned ¦ Large C&I ¦ Does Not Bid into FCM ¦ Non-Residential ¦ 2022 ¦ 50 | 0.315 | TRUE | 95 | UI ¦ Standalone ¦ Customer Owned ¦ Large C&I ¦ Does Not Bid into FCM ¦ Non-Residential ¦ 2023 ¦ 50
[39 empty] | UI | Standalone | Customer Owned | Large C&I | Bids into FCM | Non-Residential | UI ¦ Standalone ¦ Customer Owned ¦ Large C&I ¦ Bids into FCM | [9 empty] | 48 | Non-Residential | UI ¦ Standalone ¦ Customer Owned ¦ Large C&I ¦ Bids into FCM | 1 | 2022 | 50 | Non-Residential ¦ 2022 ¦ 50 | UI ¦ Standalone ¦ Customer Owned ¦ Large C&I ¦ Bids into FCM ¦ Non-Residential ¦ 2022 ¦ 50 | 0.315 | TRUE | 96 | UI ¦ Standalone ¦ Customer Owned ¦ Large C&I ¦ Bids into FCM ¦ Non-Residential ¦ 2023 ¦ 50
[55 empty] | 1 | Residential | Eversource ¦ PV Paired ¦ Customer Owned ¦ Residential Non-LMI ¦ Does Not Bid into FCM | 2 | 2023 | 10 | Residential ¦ 2023 ¦ 10 | Eversource ¦ PV Paired ¦ Customer Owned ¦ Residential Non-LMI ¦ Does Not Bid into FCM ¦ Residential ¦ 2023 ¦ 10 | 0 | FALSE | 115 | Eversource ¦ Standalone ¦ Customer Owned ¦ Small C&I ¦ Does Not Bid into FCM ¦ Non-Residential ¦ 2024 ¦ 50
[55 empty] | 2 | Residential | Eversource ¦ PV Paired ¦ Customer Owned ¦ Residential Non-LMI ¦ Bids into FCM | 2 | 2023 | 10 | Residential ¦ 2023 ¦ 10 | Eversource ¦ PV Paired ¦ Customer Owned ¦ Residential Non-LMI ¦ Bids into FCM ¦ Residential ¦ 2023 ¦ 10 | 0 | FALSE | 116 | Eversource ¦ Standalone ¦ Customer Owned ¦ Small C&I ¦ Bids into FCM ¦ Non-Residential ¦ 2024 ¦ 50
[55 empty] | 3 | Residential | Eversource ¦ PV Paired ¦ Customer Owned ¦ Residential Underserved ¦ Does Not Bid into FCM | 2 | 2023 | 10 | Residential ¦ 2023 ¦ 10 | Eversource ¦ PV Paired ¦ Customer Owned ¦ Residential Underserved ¦ Does Not Bid into FCM ¦ Residential ¦ 2023 ¦ 10 | 0 | FALSE | 117 | Eversource ¦ Standalone ¦ Customer Owned ¦ Medium C&I ¦ Does Not Bid into FCM ¦ Non-Residential ¦ 2024 ¦ 50
[55 empty] | 4 | Residential | Eversource ¦ PV Paired ¦ Customer Owned ¦ Residential Underserved ¦ Bids into FCM | 2 | 2023 | 10 | Residential ¦ 2023 ¦ 10 | Eversource ¦ PV Paired ¦ Customer Owned ¦ Residential Underserved ¦ Bids into FCM ¦ Residential ¦ 2023 ¦ 10 | 0 | FALSE | 118 | Eversource ¦ Standalone ¦ Customer Owned ¦ Medium C&I ¦ Bids into FCM ¦ Non-Residential ¦ 2024 ¦ 50
[55 empty] | 5 | Residential | Eversource ¦ PV Paired ¦ Customer Owned ¦ Residential Low Income ¦ Does Not Bid into FCM | 2 | 2023 | 10 | Residential ¦ 2023 ¦ 10 | Eversource ¦ PV Paired ¦ Customer Owned ¦ Residential Low Income ¦ Does Not Bid into FCM ¦ Residential ¦ 2023 ¦ 10 | 0 | FALSE | 119 | Eversource ¦ Standalone ¦ Customer Owned ¦ Large C&I ¦ Does Not Bid into FCM ¦ Non-Residential ¦ 2024 ¦ 50
[55 empty] | 6 | Residential | Eversource ¦ PV Paired ¦ Customer Owned ¦ Residential Low Income ¦ Bids into FCM | 2 | 2023 | 10 | Residential ¦ 2023 ¦ 10 | Eversource ¦ PV Paired ¦ Customer Owned ¦ Residential Low Income ¦ Bids into FCM ¦ Residential ¦ 2023 ¦ 10 | 0 | FALSE | 120 | Eversource ¦ Standalone ¦ Customer Owned ¦ Large C&I ¦ Bids into FCM ¦ Non-Residential ¦ 2024 ¦ 50
[55 empty] | 7 | Non-Residential | Eversource ¦ PV Paired ¦ Customer Owned ¦ Small C&I ¦ Does Not Bid into FCM | 2 | 2023 | 50 | Non-Residential ¦ 2023 ¦ 50 | Eversource ¦ PV Paired ¦ Customer Owned ¦ Small C&I ¦ Does Not Bid into FCM ¦ Non-Residential ¦ 2023 ¦ 50 | 0 | FALSE | 139 | UI ¦ Standalone ¦ Customer Owned ¦ Small C&I ¦ Does Not Bid into FCM ¦ Non-Residential ¦ 2024 ¦ 50
[55 empty] | 8 | Non-Residential | Eversource ¦ PV Paired ¦ Customer Owned ¦ Small C&I ¦ Bids into FCM | 2 | 2023 | 50 | Non-Residential ¦ 2023 ¦ 50 | Eversource ¦ PV Paired ¦ Customer Owned ¦ Small C&I ¦ Bids into FCM ¦ Non-Residential ¦ 2023 ¦ 50 | 0 | FALSE | 140 | UI ¦ Standalone ¦ Customer Owned ¦ Small C&I ¦ Bids into FCM ¦ Non-Residential ¦ 2024 ¦ 50
[55 empty] | 9 | Non-Residential | Eversource ¦ PV Paired ¦ Customer Owned ¦ Medium C&I ¦ Does Not Bid into FCM | 2 | 2023 | 50 | Non-Residential ¦ 2023 ¦ 50 | Eversource ¦ PV Paired ¦ Customer Owned ¦ Medium C&I ¦ Does Not Bid into FCM ¦ Non-Residential ¦ 2023 ¦ 50 | 0 | FALSE | 141 | UI ¦ Standalone ¦ Customer Owned ¦ Medium C&I ¦ Does Not Bid into FCM ¦ Non-Residential ¦ 2024 ¦ 50
[55 empty] | 10 | Non-Residential | Eversource ¦ PV Paired ¦ Customer Owned ¦ Medium C&I ¦ Bids into FCM | 2 | 2023 | 50 | Non-Residential ¦ 2023 ¦ 50 | Eversource ¦ PV Paired ¦ Customer Owned ¦ Medium C&I ¦ Bids into FCM ¦ Non-Residential ¦ 2023 ¦ 50 | 0 | FALSE | 142 | UI ¦ Standalone ¦ Customer Owned ¦ Medium C&I ¦ Bids into FCM ¦ Non-Residential ¦ 2024 ¦ 50
[55 empty] | 11 | Non-Residential | Eversource ¦ PV Paired ¦ Customer Owned ¦ Large C&I ¦ Does Not Bid into FCM | 2 | 2023 | 50 | Non-Residential ¦ 2023 ¦ 50 | Eversource ¦ PV Paired ¦ Customer Owned ¦ Large C&I ¦ Does Not Bid into FCM ¦ Non-Residential ¦ 2023 ¦ 50 | 0 | FALSE | 143 | UI ¦ Standalone ¦ Customer Owned ¦ Large C&I ¦ Does Not Bid into FCM ¦ Non-Residential ¦ 2024 ¦ 50
[55 empty] | 12 | Non-Residential | Eversource ¦ PV Paired ¦ Customer Owned ¦ Large C&I ¦ Bids into FCM | 2 | 2023 | 50 | Non-Residential ¦ 2023 ¦ 50 | Eversource ¦ PV Paired ¦ Customer Owned ¦ Large C&I ¦ Bids into FCM ¦ Non-Residential ¦ 2023 ¦ 50 | 0 | FALSE | 144 | UI ¦ Standalone ¦ Customer Owned ¦ Large C&I ¦ Bids into FCM ¦ Non-Residential ¦ 2024 ¦ 50
[55 empty] | 13 | Residential | Eversource ¦ Standalone ¦ Customer Owned ¦ Residential Non-LMI ¦ Does Not Bid into FCM | 2 | 2023 | 10 | Residential ¦ 2023 ¦ 10 | Eversource ¦ Standalone ¦ Customer Owned ¦ Residential Non-LMI ¦ Does Not Bid into FCM ¦ Residential ¦ 2023 ¦ 10 | 0.72 | TRUE | 205 | Eversource ¦ Standalone ¦ Customer Owned ¦ Residential Non-LMI ¦ Does Not Bid into FCM ¦ Residential ¦ 2023 ¦ 25
[55 empty] | 14 | Residential | Eversource ¦ Standalone ¦ Customer Owned ¦ Residential Non-LMI ¦ Bids into FCM | 2 | 2023 | 10 | Residential ¦ 2023 ¦ 10 | Eversource ¦ Standalone ¦ Customer Owned ¦ Residential Non-LMI ¦ Bids into FCM ¦ Residential ¦ 2023 ¦ 10 | 0.72 | TRUE | 206 | Eversource ¦ Standalone ¦ Customer Owned ¦ Residential Non-LMI ¦ Bids into FCM ¦ Residential ¦ 2023 ¦ 25
[55 empty] | 15 | Residential | Eversource ¦ Standalone ¦ Customer Owned ¦ Residential Underserved ¦ Does Not Bid into FCM | 2 | 2023 | 10 | Residential ¦ 2023 ¦ 10 | Eversource ¦ Standalone ¦ Customer Owned ¦ Residential Underserved ¦ Does Not Bid into FCM ¦ Residential ¦ 2023 ¦ 10 | 0.36 | TRUE | 207 | Eversource ¦ Standalone ¦ Customer Owned ¦ Residential Underserved ¦ Does Not Bid into FCM ¦ Residential ¦ 2023 ¦ 25
[55 empty] | 16 | Residential | Eversource ¦ Standalone ¦ Customer Owned ¦ Residential Underserved ¦ Bids into FCM | 2 | 2023 | 10 | Residential ¦ 2023 ¦ 10 | Eversource ¦ Standalone ¦ Customer Owned ¦ Residential Underserved ¦ Bids into FCM ¦ Residential ¦ 2023 ¦ 10 | 0.36 | TRUE | 208 | Eversource ¦ Standalone ¦ Customer Owned ¦ Residential Underserved ¦ Bids into FCM ¦ Residential ¦ 2023 ¦ 25
[55 empty] | 17 | Residential | Eversource ¦ Standalone ¦ Customer Owned ¦ Residential Low Income ¦ Does Not Bid into FCM | 2 | 2023 | 10 | Residential ¦ 2023 ¦ 10 | Eversource ¦ Standalone ¦ Customer Owned ¦ Residential Low Income ¦ Does Not Bid into FCM ¦ Residential ¦ 2023 ¦ 10 | 0.12 | TRUE | 209 | Eversource ¦ Standalone ¦ Customer Owned ¦ Residential Low Income ¦ Does Not Bid into FCM ¦ Residential ¦ 2023 ¦ 25
[55 empty] | 18 | Residential | Eversource ¦ Standalone ¦ Customer Owned ¦ Residential Low Income ¦ Bids into FCM | 2 | 2023 | 10 | Residential ¦ 2023 ¦ 10 | Eversource ¦ Standalone ¦ Customer Owned ¦ Residential Low Income ¦ Bids into FCM ¦ Residential ¦ 2023 ¦ 10 | 0.12 | TRUE | 210 | Eversource ¦ Standalone ¦ Customer Owned ¦ Residential Low Income ¦ Bids into FCM ¦ Residential ¦ 2023 ¦ 25
[55 empty] | 19 | Non-Residential | Eversource ¦ Standalone ¦ Customer Owned ¦ Small C&I ¦ Does Not Bid into FCM | 2 | 2023 | 50 | Non-Residential ¦ 2023 ¦ 50 | Eversource ¦ Standalone ¦ Customer Owned ¦ Small C&I ¦ Does Not Bid into FCM ¦ Non-Residential ¦ 2023 ¦ 50 | 1.4 | TRUE | 229 | UI ¦ Standalone ¦ Customer Owned ¦ Residential Non-LMI ¦ Does Not Bid into FCM ¦ Residential ¦ 2023 ¦ 25
[55 empty] | 20 | Non-Residential | Eversource ¦ Standalone ¦ Customer Owned ¦ Small C&I ¦ Bids into FCM | 2 | 2023 | 50 | Non-Residential ¦ 2023 ¦ 50 | Eversource ¦ Standalone ¦ Customer Owned ¦ Small C&I ¦ Bids into FCM ¦ Non-Residential ¦ 2023 ¦ 50 | 1.4 | TRUE | 230 | UI ¦ Standalone ¦ Customer Owned ¦ Residential Non-LMI ¦ Bids into FCM ¦ Residential ¦ 2023 ¦ 25
[55 empty] | 21 | Non-Residential | Eversource ¦ Standalone ¦ Customer Owned ¦ Medium C&I ¦ Does Not Bid into FCM | 2 | 2023 | 50 | Non-Residential ¦ 2023 ¦ 50 | Eversource ¦ Standalone ¦ Customer Owned ¦ Medium C&I ¦ Does Not Bid into FCM ¦ Non-Residential ¦ 2023 ¦ 50 | 1.68 | TRUE | 231 | UI ¦ Standalone ¦ Customer Owned ¦ Residential Underserved ¦ Does Not Bid into FCM ¦ Residential ¦ 2023 ¦ 25
[55 empty] | 22 | Non-Residential | Eversource ¦ Standalone ¦ Customer Owned ¦ Medium C&I ¦ Bids into FCM | 2 | 2023 | 50 | Non-Residential ¦ 2023 ¦ 50 | Eversource ¦ Standalone ¦ Customer Owned ¦ Medium C&I ¦ Bids into FCM ¦ Non-Residential ¦ 2023 ¦ 50 | 1.68 | TRUE | 232 | UI ¦ Standalone ¦ Customer Owned ¦ Residential Underserved ¦ Bids into FCM ¦ Residential ¦ 2023 ¦ 25
[55 empty] | 23 | Non-Residential | Eversource ¦ Standalone ¦ Customer Owned ¦ Large C&I ¦ Does Not Bid into FCM | 2 | 2023 | 50 | Non-Residential ¦ 2023 ¦ 50 | Eversource ¦ Standalone ¦ Customer Owned ¦ Large C&I ¦ Does Not Bid into FCM ¦ Non-Residential ¦ 2023 ¦ 50 | 2.52 | TRUE | 233 | UI ¦ Standalone ¦ Customer Owned ¦ Residential Low Income ¦ Does Not Bid into FCM ¦ Residential ¦ 2023 ¦ 25
[55 empty] | 24 | Non-Residential | Eversource ¦ Standalone ¦ Customer Owned ¦ Large C&I ¦ Bids into FCM | 2 | 2023 | 50 | Non-Residential ¦ 2023 ¦ 50 | Eversource ¦ Standalone ¦ Customer Owned ¦ Large C&I ¦ Bids into FCM ¦ Non-Residential ¦ 2023 ¦ 50 | 2.52 | TRUE | 234 | UI ¦ Standalone ¦ Customer Owned ¦ Residential Low Income ¦ Bids into FCM ¦ Residential ¦ 2023 ¦ 25
[55 empty] | 25 | Residential | UI ¦ PV Paired ¦ Customer Owned ¦ Residential Non-LMI ¦ Does Not Bid into FCM | 2 | 2023 | 10 | Residential ¦ 2023 ¦ 10 | UI ¦ PV Paired ¦ Customer Owned ¦ Residential Non-LMI ¦ Does Not Bid into FCM ¦ Residential ¦ 2023 ¦ 10 | 0 | FALSE | 253 | Eversource ¦ Standalone ¦ Customer Owned ¦ Residential Non-LMI ¦ Does Not Bid into FCM ¦ Residential ¦ 2024 ¦ 25
[55 empty] | 26 | Residential | UI ¦ PV Paired ¦ Customer Owned ¦ Residential Non-LMI ¦ Bids into FCM | 2 | 2023 | 10 | Residential ¦ 2023 ¦ 10 | UI ¦ PV Paired ¦ Customer Owned ¦ Residential Non-LMI ¦ Bids into FCM ¦ Residential ¦ 2023 ¦ 10 | 0 | FALSE | 254 | Eversource ¦ Standalone ¦ Customer Owned ¦ Residential Non-LMI ¦ Bids into FCM ¦ Residential ¦ 2024 ¦ 25
[55 empty] | 27 | Residential | UI ¦ PV Paired ¦ Customer Owned ¦ Residential Underserved ¦ Does Not Bid into FCM | 2 | 2023 | 10 | Residential ¦ 2023 ¦ 10 | UI ¦ PV Paired ¦ Customer Owned ¦ Residential Underserved ¦ Does Not Bid into FCM ¦ Residential ¦ 2023 ¦ 10 | 0 | FALSE | 255 | Eversource ¦ Standalone ¦ Customer Owned ¦ Residential Underserved ¦ Does Not Bid into FCM ¦ Residential ¦ 2024 ¦ 25
[55 empty] | 28 | Residential | UI ¦ PV Paired ¦ Customer Owned ¦ Residential Underserved ¦ Bids into FCM | 2 | 2023 | 10 | Residential ¦ 2023 ¦ 10 | UI ¦ PV Paired ¦ Customer Owned ¦ Residential Underserved ¦ Bids into FCM ¦ Residential ¦ 2023 ¦ 10 | 0 | FALSE | 256 | Eversource ¦ Standalone ¦ Customer Owned ¦ Residential Underserved ¦ Bids into FCM ¦ Residential ¦ 2024 ¦ 25
[55 empty] | 29 | Residential | UI ¦ PV Paired ¦ Customer Owned ¦ Residential Low Income ¦ Does Not Bid into FCM | 2 | 2023 | 10 | Residential ¦ 2023 ¦ 10 | UI ¦ PV Paired ¦ Customer Owned ¦ Residential Low Income ¦ Does Not Bid into FCM ¦ Residential ¦ 2023 ¦ 10 | 0 | FALSE | 257 | Eversource ¦ Standalone ¦ Customer Owned ¦ Residential Low Income ¦ Does Not Bid into FCM ¦ Residential ¦ 2024 ¦ 25
[55 empty] | 30 | Residential | UI ¦ PV Paired ¦ Customer Owned ¦ Residential Low Income ¦ Bids into FCM | 2 | 2023 | 10 | Residential ¦ 2023 ¦ 10 | UI ¦ PV Paired ¦ Customer Owned ¦ Residential Low Income ¦ Bids into FCM ¦ Residential ¦ 2023 ¦ 10 | 0 | FALSE | 258 | Eversource ¦ Standalone ¦ Customer Owned ¦ Residential Low Income ¦ Bids into FCM ¦ Residential ¦ 2024 ¦ 25
[55 empty] | 31 | Non-Residential | UI ¦ PV Paired ¦ Customer Owned ¦ Small C&I ¦ Does Not Bid into FCM | 2 | 2023 | 50 | Non-Residential ¦ 2023 ¦ 50 | UI ¦ PV Paired ¦ Customer Owned ¦ Small C&I ¦ Does Not Bid into FCM ¦ Non-Residential ¦ 2023 ¦ 50 | 0 | FALSE | 277 | UI ¦ Standalone ¦ Customer Owned ¦ Residential Non-LMI ¦ Does Not Bid into FCM ¦ Residential ¦ 2024 ¦ 25
[55 empty] | 32 | Non-Residential | UI ¦ PV Paired ¦ Customer Owned ¦ Small C&I ¦ Bids into FCM | 2 | 2023 | 50 | Non-Residential ¦ 2023 ¦ 50 | UI ¦ PV Paired ¦ Customer Owned ¦ Small C&I ¦ Bids into FCM ¦ Non-Residential ¦ 2023 ¦ 50 | 0 | FALSE | 278 | UI ¦ Standalone ¦ Customer Owned ¦ Residential Non-LMI ¦ Bids into FCM ¦ Residential ¦ 2024 ¦ 25
[55 empty] | 33 | Non-Residential | UI ¦ PV Paired ¦ Customer Owned ¦ Medium C&I ¦ Does Not Bid into FCM | 2 | 2023 | 50 | Non-Residential ¦ 2023 ¦ 50 | UI ¦ PV Paired ¦ Customer Owned ¦ Medium C&I ¦ Does Not Bid into FCM ¦ Non-Residential ¦ 2023 ¦ 50 | 0 | FALSE | 279 | UI ¦ Standalone ¦ Customer Owned ¦ Residential Underserved ¦ Does Not Bid into FCM ¦ Residential ¦ 2024 ¦ 25
[55 empty] | 34 | Non-Residential | UI ¦ PV Paired ¦ Customer Owned ¦ Medium C&I ¦ Bids into FCM | 2 | 2023 | 50 | Non-Residential ¦ 2023 ¦ 50 | UI ¦ PV Paired ¦ Customer Owned ¦ Medium C&I ¦ Bids into FCM ¦ Non-Residential ¦ 2023 ¦ 50 | 0 | FALSE | 280 | UI ¦ Standalone ¦ Customer Owned ¦ Residential Underserved ¦ Bids into FCM ¦ Residential ¦ 2024 ¦ 25
[55 empty] | 35 | Non-Residential | UI ¦ PV Paired ¦ Customer Owned ¦ Large C&I ¦ Does Not Bid into FCM | 2 | 2023 | 50 | Non-Residential ¦ 2023 ¦ 50 | UI ¦ PV Paired ¦ Customer Owned ¦ Large C&I ¦ Does Not Bid into FCM ¦ Non-Residential ¦ 2023 ¦ 50 | 0 | FALSE | 281 | UI ¦ Standalone ¦ Customer Owned ¦ Residential Low Income ¦ Does Not Bid into FCM ¦ Residential ¦ 2024 ¦ 25
[55 empty] | 36 | Non-Residential | UI ¦ PV Paired ¦ Customer Owned ¦ Large C&I ¦ Bids into FCM | 2 | 2023 | 50 | Non-Residential ¦ 2023 ¦ 50 | UI ¦ PV Paired ¦ Customer Owned ¦ Large C&I ¦ Bids into FCM ¦ Non-Residential ¦ 2023 ¦ 50 | 0 | FALSE | 282 | UI ¦ Standalone ¦ Customer Owned ¦ Residential Low Income ¦ Bids into FCM ¦ Residential ¦ 2024 ¦ 25
[55 empty] | 37 | Residential | UI ¦ Standalone ¦ Customer Owned ¦ Residential Non-LMI ¦ Does Not Bid into FCM | 2 | 2023 | 10 | Residential ¦ 2023 ¦ 10 | UI ¦ Standalone ¦ Customer Owned ¦ Residential Non-LMI ¦ Does Not Bid into FCM ¦ Residential ¦ 2023 ¦ 10 | 0.18 | TRUE | 397 | Eversource ¦ Standalone ¦ Customer Owned ¦ Residential Non-LMI ¦ Does Not Bid into FCM ¦ Residential ¦ 2024 ¦ 50
[55 empty] | 38 | Residential | UI ¦ Standalone ¦ Customer Owned ¦ Residential Non-LMI ¦ Bids into FCM | 2 | 2023 | 10 | Residential ¦ 2023 ¦ 10 | UI ¦ Standalone ¦ Customer Owned ¦ Residential Non-LMI ¦ Bids into FCM ¦ Residential ¦ 2023 ¦ 10 | 0.18 | TRUE | 398 | Eversource ¦ Standalone ¦ Customer Owned ¦ Residential Non-LMI ¦ Bids into FCM ¦ Residential ¦ 2024 ¦ 50
[55 empty] | 39 | Residential | UI ¦ Standalone ¦ Customer Owned ¦ Residential Underserved ¦ Does Not Bid into FCM | 2 | 2023 | 10 | Residential ¦ 2023 ¦ 10 | UI ¦ Standalone ¦ Customer Owned ¦ Residential Underserved ¦ Does Not Bid into FCM ¦ Residential ¦ 2023 ¦ 10 | 0.09 | TRUE | 399 | Eversource ¦ Standalone ¦ Customer Owned ¦ Residential Underserved ¦ Does Not Bid into FCM ¦ Residential ¦ 2024 ¦ 50
[55 empty] | 40 | Residential | UI ¦ Standalone ¦ Customer Owned ¦ Residential Underserved ¦ Bids into FCM | 2 | 2023 | 10 | Residential ¦ 2023 ¦ 10 | UI ¦ Standalone ¦ Customer Owned ¦ Residential Underserved ¦ Bids into FCM ¦ Residential ¦ 2023 ¦ 10 | 0.09 | TRUE | 400 | Eversource ¦ Standalone ¦ Customer Owned ¦ Residential Underserved ¦ Bids into FCM ¦ Residential ¦ 2024 ¦ 50
[55 empty] | 41 | Residential | UI ¦ Standalone ¦ Customer Owned ¦ Residential Low Income ¦ Does Not Bid into FCM | 2 | 2023 | 10 | Residential ¦ 2023 ¦ 10 | UI ¦ Standalone ¦ Customer Owned ¦ Residential Low Income ¦ Does Not Bid into FCM ¦ Residential ¦ 2023 ¦ 10 | 0.03 | TRUE | 401 | Eversource ¦ Standalone ¦ Customer Owned ¦ Residential Low Income ¦ Does Not Bid into FCM ¦ Residential ¦ 2024 ¦ 50
[55 empty] | 42 | Residential | UI ¦ Standalone ¦ Customer Owned ¦ Residential Low Income ¦ Bids into FCM | 2 | 2023 | 10 | Residential ¦ 2023 ¦ 10 | UI ¦ Standalone ¦ Customer Owned ¦ Residential Low Income ¦ Bids into FCM ¦ Residential ¦ 2023 ¦ 10 | 0.03 | TRUE | 402 | Eversource ¦ Standalone ¦ Customer Owned ¦ Residential Low Income ¦ Bids into FCM ¦ Residential ¦ 2024 ¦ 50
[55 empty] | 43 | Non-Residential | UI ¦ Standalone ¦ Customer Owned ¦ Small C&I ¦ Does Not Bid into FCM | 2 | 2023 | 50 | Non-Residential ¦ 2023 ¦ 50 | UI ¦ Standalone ¦ Customer Owned ¦ Small C&I ¦ Does Not Bid into FCM ¦ Non-Residential ¦ 2023 ¦ 50 | 0.35 | TRUE | 421 | UI ¦ Standalone ¦ Customer Owned ¦ Residential Non-LMI ¦ Does Not Bid into FCM ¦ Residential ¦ 2024 ¦ 50
[55 empty] | 44 | Non-Residential | UI ¦ Standalone ¦ Customer Owned ¦ Small C&I ¦ Bids into FCM | 2 | 2023 | 50 | Non-Residential ¦ 2023 ¦ 50 | UI ¦ Standalone ¦ Customer Owned ¦ Small C&I ¦ Bids into FCM ¦ Non-Residential ¦ 2023 ¦ 50 | 0.35 | TRUE | 422 | UI ¦ Standalone ¦ Customer Owned ¦ Residential Non-LMI ¦ Bids into FCM ¦ Residential ¦ 2024 ¦ 50
[55 empty] | 45 | Non-Residential | UI ¦ Standalone ¦ Customer Owned ¦ Medium C&I ¦ Does Not Bid into FCM | 2 | 2023 | 50 | Non-Residential ¦ 2023 ¦ 50 | UI ¦ Standalone ¦ Customer Owned ¦ Medium C&I ¦ Does Not Bid into FCM ¦ Non-Residential ¦ 2023 ¦ 50 | 0.42 | TRUE | 423 | UI ¦ Standalone ¦ Customer Owned ¦ Residential Underserved ¦ Does Not Bid into FCM ¦ Residential ¦ 2024 ¦ 50
[55 empty] | 46 | Non-Residential | UI ¦ Standalone ¦ Customer Owned ¦ Medium C&I ¦ Bids into FCM | 2 | 2023 | 50 | Non-Residential ¦ 2023 ¦ 50 | UI ¦ Standalone ¦ Customer Owned ¦ Medium C&I ¦ Bids into FCM ¦ Non-Residential ¦ 2023 ¦ 50 | 0.42 | TRUE | 424 | UI ¦ Standalone ¦ Customer Owned ¦ Residential Underserved ¦ Bids into FCM ¦ Residential ¦ 2024 ¦ 50
[55 empty] | 47 | Non-Residential | UI ¦ Standalone ¦ Customer Owned ¦ Large C&I ¦ Does Not Bid into FCM | 2 | 2023 | 50 | Non-Residential ¦ 2023 ¦ 50 | UI ¦ Standalone ¦ Customer Owned ¦ Large C&I ¦ Does Not Bid into FCM ¦ Non-Residential ¦ 2023 ¦ 50 | 0.63 | TRUE | 425 | UI ¦ Standalone ¦ Customer Owned ¦ Residential Low Income ¦ Does Not Bid into FCM ¦ Residential ¦ 2024 ¦ 50
[55 empty] | 48 | Non-Residential | UI ¦ Standalone ¦ Customer Owned ¦ Large C&I ¦ Bids into FCM | 2 | 2023 | 50 | Non-Residential ¦ 2023 ¦ 50 | UI ¦ Standalone ¦ Customer Owned ¦ Large C&I ¦ Bids into FCM ¦ Non-Residential ¦ 2023 ¦ 50 | 0.63 | TRUE | 426 | UI ¦ Standalone ¦ Customer Owned ¦ Residential Low Income ¦ Bids into FCM ¦ Residential ¦ 2024 ¦ 50
[55 empty] | 1 | Residential | Eversource ¦ PV Paired ¦ Customer Owned ¦ Residential Non-LMI ¦ Does Not Bid into FCM | 3 | 2024 | 10 | Residential ¦ 2024 ¦ 10 | Eversource ¦ PV Paired ¦ Customer Owned ¦ Residential Non-LMI ¦ Does Not Bid into FCM ¦ Residential ¦ 2024 ¦ 10 | 0 | FALSE
[55 empty] | 2 | Residential | Eversource ¦ PV Paired ¦ Customer Owned ¦ Residential Non-LMI ¦ Bids into FCM | 3 | 2024 | 10 | Residential ¦ 2024 ¦ 10 | Eversource ¦ PV Paired ¦ Customer Owned ¦ Residential Non-LMI ¦ Bids into FCM ¦ Residential ¦ 2024 ¦ 10 | 0 | FALSE
[55 empty] | 3 | Residential | Eversource ¦ PV Paired ¦ Customer Owned ¦ Residential Underserved ¦ Does Not Bid into FCM | 3 | 2024 | 10 | Residential ¦ 2024 ¦ 10 | Eversource ¦ PV Paired ¦ Customer Owned ¦ Residential Underserved ¦ Does Not Bid into FCM ¦ Residential ¦ 2024 ¦ 10 | 0 | FALSE
[55 empty] | 4 | Residential | Eversource ¦ PV Paired ¦ Customer Owned ¦ Residential Underserved ¦ Bids into FCM | 3 | 2024 | 10 | Residential ¦ 2024 ¦ 10 | Eversource ¦ PV Paired ¦ Customer Owned ¦ Residential Underserved ¦ Bids into FCM ¦ Residential ¦ 2024 ¦ 10 | 0 | FALSE
[55 empty] | 5 | Residential | Eversource ¦ PV Paired ¦ Customer Owned ¦ Residential Low Income ¦ Does Not Bid into FCM | 3 | 2024 | 10 | Residential ¦ 2024 ¦ 10 | Eversource ¦ PV Paired ¦ Customer Owned ¦ Residential Low Income ¦ Does Not Bid into FCM ¦ Residential ¦ 2024 ¦ 10 | 0 | FALSE
[55 empty] | 6 | Residential | Eversource ¦ PV Paired ¦ Customer Owned ¦ Residential Low Income ¦ Bids into FCM | 3 | 2024 | 10 | Residential ¦ 2024 ¦ 10 | Eversource ¦ PV Paired ¦ Customer Owned ¦ Residential Low Income ¦ Bids into FCM ¦ Residential ¦ 2024 ¦ 10 | 0 | FALSE
[55 empty] | 7 | Non-Residential | Eversource ¦ PV Paired ¦ Customer Owned ¦ Small C&I ¦ Does Not Bid into FCM | 3 | 2024 | 50 | Non-Residential ¦ 2024 ¦ 50 | Eversource ¦ PV Paired ¦ Customer Owned ¦ Small C&I ¦ Does Not Bid into FCM ¦ Non-Residential ¦ 2024 ¦ 50 | 0 | FALSE
[55 empty] | 8 | Non-Residential | Eversource ¦ PV Paired ¦ Customer Owned ¦ Small C&I ¦ Bids into FCM | 3 | 2024 | 50 | Non-Residential ¦ 2024 ¦ 50 | Eversource ¦ PV Paired ¦ Customer Owned ¦ Small C&I ¦ Bids into FCM ¦ Non-Residential ¦ 2024 ¦ 50 | 0 | FALSE
[55 empty] | 9 | Non-Residential | Eversource ¦ PV Paired ¦ Customer Owned ¦ Medium C&I ¦ Does Not Bid into FCM | 3 | 2024 | 50 | Non-Residential ¦ 2024 ¦ 50 | Eversource ¦ PV Paired ¦ Customer Owned ¦ Medium C&I ¦ Does Not Bid into FCM ¦ Non-Residential ¦ 2024 ¦ 50 | 0 | FALSE
[55 empty] | 10 | Non-Residential | Eversource ¦ PV Paired ¦ Customer Owned ¦ Medium C&I ¦ Bids into FCM | 3 | 2024 | 50 | Non-Residential ¦ 2024 ¦ 50 | Eversource ¦ PV Paired ¦ Customer Owned ¦ Medium C&I ¦ Bids into FCM ¦ Non-Residential ¦ 2024 ¦ 50 | 0 | FALSE
[55 empty] | 11 | Non-Residential | Eversource ¦ PV Paired ¦ Customer Owned ¦ Large C&I ¦ Does Not Bid into FCM | 3 | 2024 | 50 | Non-Residential ¦ 2024 ¦ 50 | Eversource ¦ PV Paired ¦ Customer Owned ¦ Large C&I ¦ Does Not Bid into FCM ¦ Non-Residential ¦ 2024 ¦ 50 | 0 | FALSE
[55 empty] | 12 | Non-Residential | Eversource ¦ PV Paired ¦ Customer Owned ¦ Large C&I ¦ Bids into FCM | 3 | 2024 | 50 | Non-Residential ¦ 2024 ¦ 50 | Eversource ¦ PV Paired ¦ Customer Owned ¦ Large C&I ¦ Bids into FCM ¦ Non-Residential ¦ 2024 ¦ 50 | 0 | FALSE
[55 empty] | 13 | Residential | Eversource ¦ Standalone ¦ Customer Owned ¦ Residential Non-LMI ¦ Does Not Bid into FCM | 3 | 2024 | 10 | Residential ¦ 2024 ¦ 10 | Eversource ¦ Standalone ¦ Customer Owned ¦ Residential Non-LMI ¦ Does Not Bid into FCM ¦ Residential ¦ 2024 ¦ 10 | 0 | FALSE
[55 empty] | 14 | Residential | Eversource ¦ Standalone ¦ Customer Owned ¦ Residential Non-LMI ¦ Bids into FCM | 3 | 2024 | 10 | Residential ¦ 2024 ¦ 10 | Eversource ¦ Standalone ¦ Customer Owned ¦ Residential Non-LMI ¦ Bids into FCM ¦ Residential ¦ 2024 ¦ 10 | 0 | FALSE
[55 empty] | 15 | Residential | Eversource ¦ Standalone ¦ Customer Owned ¦ Residential Underserved ¦ Does Not Bid into FCM | 3 | 2024 | 10 | Residential ¦ 2024 ¦ 10 | Eversource ¦ Standalone ¦ Customer Owned ¦ Residential Underserved ¦ Does Not Bid into FCM ¦ Residential ¦ 2024 ¦ 10 | 0 | FALSE
[55 empty] | 16 | Residential | Eversource ¦ Standalone ¦ Customer Owned ¦ Residential Underserved ¦ Bids into FCM | 3 | 2024 | 10 | Residential ¦ 2024 ¦ 10 | Eversource ¦ Standalone ¦ Customer Owned ¦ Residential Underserved ¦ Bids into FCM ¦ Residential ¦ 2024 ¦ 10 | 0 | FALSE
[55 empty] | 17 | Residential | Eversource ¦ Standalone ¦ Customer Owned ¦ Residential Low Income ¦ Does Not Bid into FCM | 3 | 2024 | 10 | Residential ¦ 2024 ¦ 10 | Eversource ¦ Standalone ¦ Customer Owned ¦ Residential Low Income ¦ Does Not Bid into FCM ¦ Residential ¦ 2024 ¦ 10 | 0 | FALSE
[55 empty] | 18 | Residential | Eversource ¦ Standalone ¦ Customer Owned ¦ Residential Low Income ¦ Bids into FCM | 3 | 2024 | 10 | Residential ¦ 2024 ¦ 10 | Eversource ¦ Standalone ¦ Customer Owned ¦ Residential Low Income ¦ Bids into FCM ¦ Residential ¦ 2024 ¦ 10 | 0 | FALSE
[55 empty] | 19 | Non-Residential | Eversource ¦ Standalone ¦ Customer Owned ¦ Small C&I ¦ Does Not Bid into FCM | 3 | 2024 | 50 | Non-Residential ¦ 2024 ¦ 50 | Eversource ¦ Standalone ¦ Customer Owned ¦ Small C&I ¦ Does Not Bid into FCM ¦ Non-Residential ¦ 2024 ¦ 50 | 2.9 | TRUE
[55 empty] | 20 | Non-Residential | Eversource ¦ Standalone ¦ Customer Owned ¦ Small C&I ¦ Bids into FCM | 3 | 2024 | 50 | Non-Residential ¦ 2024 ¦ 50 | Eversource ¦ Standalone ¦ Customer Owned ¦ Small C&I ¦ Bids into FCM ¦ Non-Residential ¦ 2024 ¦ 50 | 2.9 | TRUE
[55 empty] | 21 | Non-Residential | Eversource ¦ Standalone ¦ Customer Owned ¦ Medium C&I ¦ Does Not Bid into FCM | 3 | 2024 | 50 | Non-Residential ¦ 2024 ¦ 50 | Eversource ¦ Standalone ¦ Customer Owned ¦ Medium C&I ¦ Does Not Bid into FCM ¦ Non-Residential ¦ 2024 ¦ 50 | 3.48 | TRUE
[55 empty] | 22 | Non-Residential | Eversource ¦ Standalone ¦ Customer Owned ¦ Medium C&I ¦ Bids into FCM | 3 | 2024 | 50 | Non-Residential ¦ 2024 ¦ 50 | Eversource ¦ Standalone ¦ Customer Owned ¦ Medium C&I ¦ Bids into FCM ¦ Non-Residential ¦ 2024 ¦ 50 | 3.48 | TRUE
[55 empty] | 23 | Non-Residential | Eversource ¦ Standalone ¦ Customer Owned ¦ Large C&I ¦ Does Not Bid into FCM | 3 | 2024 | 50 | Non-Residential ¦ 2024 ¦ 50 | Eversource ¦ Standalone ¦ Customer Owned ¦ Large C&I ¦ Does Not Bid into FCM ¦ Non-Residential ¦ 2024 ¦ 50 | 5.22 | TRUE
[55 empty] | 24 | Non-Residential | Eversource ¦ Standalone ¦ Customer Owned ¦ Large C&I ¦ Bids into FCM | 3 | 2024 | 50 | Non-Residential ¦ 2024 ¦ 50 | Eversource ¦ Standalone ¦ Customer Owned ¦ Large C&I ¦ Bids into FCM ¦ Non-Residential ¦ 2024 ¦ 50 | 5.22 | TRUE
[55 empty] | 25 | Residential | UI ¦ PV Paired ¦ Customer Owned ¦ Residential Non-LMI ¦ Does Not Bid into FCM | 3 | 2024 | 10 | Residential ¦ 2024 ¦ 10 | UI ¦ PV Paired ¦ Customer Owned ¦ Residential Non-LMI ¦ Does Not Bid into FCM ¦ Residential ¦ 2024 ¦ 10 | 0 | FALSE
[55 empty] | 26 | Residential | UI ¦ PV Paired ¦ Customer Owned ¦ Residential Non-LMI ¦ Bids into FCM | 3 | 2024 | 10 | Residential ¦ 2024 ¦ 10 | UI ¦ PV Paired ¦ Customer Owned ¦ Residential Non-LMI ¦ Bids into FCM ¦ Residential ¦ 2024 ¦ 10 | 0 | FALSE
[55 empty] | 27 | Residential | UI ¦ PV Paired ¦ Customer Owned ¦ Residential Underserved ¦ Does Not Bid into FCM | 3 | 2024 | 10 | Residential ¦ 2024 ¦ 10 | UI ¦ PV Paired ¦ Customer Owned ¦ Residential Underserved ¦ Does Not Bid into FCM ¦ Residential ¦ 2024 ¦ 10 | 0 | FALSE
[55 empty] | 28 | Residential | UI ¦ PV Paired ¦ Customer Owned ¦ Residential Underserved ¦ Bids into FCM | 3 | 2024 | 10 | Residential ¦ 2024 ¦ 10 | UI ¦ PV Paired ¦ Customer Owned ¦ Residential Underserved ¦ Bids into FCM ¦ Residential ¦ 2024 ¦ 10 | 0 | FALSE
[55 empty] | 29 | Residential | UI ¦ PV Paired ¦ Customer Owned ¦ Residential Low Income ¦ Does Not Bid into FCM | 3 | 2024 | 10 | Residential ¦ 2024 ¦ 10 | UI ¦ PV Paired ¦ Customer Owned ¦ Residential Low Income ¦ Does Not Bid into FCM ¦ Residential ¦ 2024 ¦ 10 | 0 | FALSE
[55 empty] | 30 | Residential | UI ¦ PV Paired ¦ Customer Owned ¦ Residential Low Income ¦ Bids into FCM | 3 | 2024 | 10 | Residential ¦ 2024 ¦ 10 | UI ¦ PV Paired ¦ Customer Owned ¦ Residential Low Income ¦ Bids into FCM ¦ Residential ¦ 2024 ¦ 10 | 0 | FALSE
[55 empty] | 31 | Non-Residential | UI ¦ PV Paired ¦ Customer Owned ¦ Small C&I ¦ Does Not Bid into FCM | 3 | 2024 | 50 | Non-Residential ¦ 2024 ¦ 50 | UI ¦ PV Paired ¦ Customer Owned ¦ Small C&I ¦ Does Not Bid into FCM ¦ Non-Residential ¦ 2024 ¦ 50 | 0 | FALSE
[55 empty] | 32 | Non-Residential | UI ¦ PV Paired ¦ Customer Owned ¦ Small C&I ¦ Bids into FCM | 3 | 2024 | 50 | Non-Residential ¦ 2024 ¦ 50 | UI ¦ PV Paired ¦ Customer Owned ¦ Small C&I ¦ Bids into FCM ¦ Non-Residential ¦ 2024 ¦ 50 | 0 | FALSE
[55 empty] | 33 | Non-Residential | UI ¦ PV Paired ¦ Customer Owned ¦ Medium C&I ¦ Does Not Bid into FCM | 3 | 2024 | 50 | Non-Residential ¦ 2024 ¦ 50 | UI ¦ PV Paired ¦ Customer Owned ¦ Medium C&I ¦ Does Not Bid into FCM ¦ Non-Residential ¦ 2024 ¦ 50 | 0 | FALSE
[55 empty] | 34 | Non-Residential | UI ¦ PV Paired ¦ Customer Owned ¦ Medium C&I ¦ Bids into FCM | 3 | 2024 | 50 | Non-Residential ¦ 2024 ¦ 50 | UI ¦ PV Paired ¦ Customer Owned ¦ Medium C&I ¦ Bids into FCM ¦ Non-Residential ¦ 2024 ¦ 50 | 0 | FALSE
[55 empty] | 35 | Non-Residential | UI ¦ PV Paired ¦ Customer Owned ¦ Large C&I ¦ Does Not Bid into FCM | 3 | 2024 | 50 | Non-Residential ¦ 2024 ¦ 50 | UI ¦ PV Paired ¦ Customer Owned ¦ Large C&I ¦ Does Not Bid into FCM ¦ Non-Residential ¦ 2024 ¦ 50 | 0 | FALSE
[55 empty] | 36 | Non-Residential | UI ¦ PV Paired ¦ Customer Owned ¦ Large C&I ¦ Bids into FCM | 3 | 2024 | 50 | Non-Residential ¦ 2024 ¦ 50 | UI ¦ PV Paired ¦ Customer Owned ¦ Large C&I ¦ Bids into FCM ¦ Non-Residential ¦ 2024 ¦ 50 | 0 | FALSE
[55 empty] | 37 | Residential | UI ¦ Standalone ¦ Customer Owned ¦ Residential Non-LMI ¦ Does Not Bid into FCM | 3 | 2024 | 10 | Residential ¦ 2024 ¦ 10 | UI ¦ Standalone ¦ Customer Owned ¦ Residential Non-LMI ¦ Does Not Bid into FCM ¦ Residential ¦ 2024 ¦ 10 | 0 | FALSE
[55 empty] | 38 | Residential | UI ¦ Standalone ¦ Customer Owned ¦ Residential Non-LMI ¦ Bids into FCM | 3 | 2024 | 10 | Residential ¦ 2024 ¦ 10 | UI ¦ Standalone ¦ Customer Owned ¦ Residential Non-LMI ¦ Bids into FCM ¦ Residential ¦ 2024 ¦ 10 | 0 | FALSE
[55 empty] | 39 | Residential | UI ¦ Standalone ¦ Customer Owned ¦ Residential Underserved ¦ Does Not Bid into FCM | 3 | 2024 | 10 | Residential ¦ 2024 ¦ 10 | UI ¦ Standalone ¦ Customer Owned ¦ Residential Underserved ¦ Does Not Bid into FCM ¦ Residential ¦ 2024 ¦ 10 | 0 | FALSE
[55 empty] | 40 | Residential | UI ¦ Standalone ¦ Customer Owned ¦ Residential Underserved ¦ Bids into FCM | 3 | 2024 | 10 | Residential ¦ 2024 ¦ 10 | UI ¦ Standalone ¦ Customer Owned ¦ Residential Underserved ¦ Bids into FCM ¦ Residential ¦ 2024 ¦ 10 | 0 | FALSE
[55 empty] | 41 | Residential | UI ¦ Standalone ¦ Customer Owned ¦ Residential Low Income ¦ Does Not Bid into FCM | 3 | 2024 | 10 | Residential ¦ 2024 ¦ 10 | UI ¦ Standalone ¦ Customer Owned ¦ Residential Low Income ¦ Does Not Bid into FCM ¦ Residential ¦ 2024 ¦ 10 | 0 | FALSE
[55 empty] | 42 | Residential | UI ¦ Standalone ¦ Customer Owned ¦ Residential Low Income ¦ Bids into FCM | 3 | 2024 | 10 | Residential ¦ 2024 ¦ 10 | UI ¦ Standalone ¦ Customer Owned ¦ Residential Low Income ¦ Bids into FCM ¦ Residential ¦ 2024 ¦ 10 | 0 | FALSE
[55 empty] | 43 | Non-Residential | UI ¦ Standalone ¦ Customer Owned ¦ Small C&I ¦ Does Not Bid into FCM | 3 | 2024 | 50 | Non-Residential ¦ 2024 ¦ 50 | UI ¦ Standalone ¦ Customer Owned ¦ Small C&I ¦ Does Not Bid into FCM ¦ Non-Residential ¦ 2024 ¦ 50 | 0.725 | TRUE
[55 empty] | 44 | Non-Residential | UI ¦ Standalone ¦ Customer Owned ¦ Small C&I ¦ Bids into FCM | 3 | 2024 | 50 | Non-Residential ¦ 2024 ¦ 50 | UI ¦ Standalone ¦ Customer Owned ¦ Small C&I ¦ Bids into FCM ¦ Non-Residential ¦ 2024 ¦ 50 | 0.725 | TRUE
[55 empty] | 45 | Non-Residential | UI ¦ Standalone ¦ Customer Owned ¦ Medium C&I ¦ Does Not Bid into FCM | 3 | 2024 | 50 | Non-Residential ¦ 2024 ¦ 50 | UI ¦ Standalone ¦ Customer Owned ¦ Medium C&I ¦ Does Not Bid into FCM ¦ Non-Residential ¦ 2024 ¦ 50 | 0.87 | TRUE
[55 empty] | 46 | Non-Residential | UI ¦ Standalone ¦ Customer Owned ¦ Medium C&I ¦ Bids into FCM | 3 | 2024 | 50 | Non-Residential ¦ 2024 ¦ 50 | UI ¦ Standalone ¦ Customer Owned ¦ Medium C&I ¦ Bids into FCM ¦ Non-Residential ¦ 2024 ¦ 50 | 0.87 | TRUE
[55 empty] | 47 | Non-Residential | UI ¦ Standalone ¦ Customer Owned ¦ Large C&I ¦ Does Not Bid into FCM | 3 | 2024 | 50 | Non-Residential ¦ 2024 ¦ 50 | UI ¦ Standalone ¦ Customer Owned ¦ Large C&I ¦ Does Not Bid into FCM ¦ Non-Residential ¦ 2024 ¦ 50 | 1.305 | TRUE
[55 empty] | 48 | Non-Residential | UI ¦ Standalone ¦ Customer Owned ¦ Large C&I ¦ Bids into FCM | 3 | 2024 | 50 | Non-Residential ¦ 2024 ¦ 50 | UI ¦ Standalone ¦ Customer Owned ¦ Large C&I ¦ Bids into FCM ¦ Non-Residential ¦ 2024 ¦ 50 | 1.305 | TRUE
[55 empty] | 1 | Residential | Eversource ¦ PV Paired ¦ Customer Owned ¦ Residential Non-LMI ¦ Does Not Bid into FCM | 4 | 2022 | 25 | Residential ¦ 2022 ¦ 25 | Eversource ¦ PV Paired ¦ Customer Owned ¦ Residential Non-LMI ¦ Does Not Bid into FCM ¦ Residential ¦ 2022 ¦ 25 | 0 | FALSE
[55 empty] | 2 | Residential | Eversource ¦ PV Paired ¦ Customer Owned ¦ Residential Non-LMI ¦ Bids into FCM | 4 | 2022 | 25 | Residential ¦ 2022 ¦ 25 | Eversource ¦ PV Paired ¦ Customer Owned ¦ Residential Non-LMI ¦ Bids into FCM ¦ Residential ¦ 2022 ¦ 25 | 0 | FALSE
[55 empty] | 3 | Residential | Eversource ¦ PV Paired ¦ Customer Owned ¦ Residential Underserved ¦ Does Not Bid into FCM | 4 | 2022 | 25 | Residential ¦ 2022 ¦ 25 | Eversource ¦ PV Paired ¦ Customer Owned ¦ Residential Underserved ¦ Does Not Bid into FCM ¦ Residential ¦ 2022 ¦ 25 | 0 | FALSE
[55 empty] | 4 | Residential | Eversource ¦ PV Paired ¦ Customer Owned ¦ Residential Underserved ¦ Bids into FCM | 4 | 2022 | 25 | Residential ¦ 2022 ¦ 25 | Eversource ¦ PV Paired ¦ Customer Owned ¦ Residential Underserved ¦ Bids into FCM ¦ Residential ¦ 2022 ¦ 25 | 0 | FALSE
[55 empty] | 5 | Residential | Eversource ¦ PV Paired ¦ Customer Owned ¦ Residential Low Income ¦ Does Not Bid into FCM | 4 | 2022 | 25 | Residential ¦ 2022 ¦ 25 | Eversource ¦ PV Paired ¦ Customer Owned ¦ Residential Low Income ¦ Does Not Bid into FCM ¦ Residential ¦ 2022 ¦ 25 | 0 | FALSE
[55 empty] | 6 | Residential | Eversource ¦ PV Paired ¦ Customer Owned ¦ Residential Low Income ¦ Bids into FCM | 4 | 2022 | 25 | Residential ¦ 2022 ¦ 25 | Eversource ¦ PV Paired ¦ Customer Owned ¦ Residential Low Income ¦ Bids into FCM ¦ Residential ¦ 2022 ¦ 25 | 0 | FALSE
[55 empty] | 7 | Non-Residential | Eversource ¦ PV Paired ¦ Customer Owned ¦ Small C&I ¦ Does Not Bid into FCM | 4 | 2022 | 1000000 | Non-Residential ¦ 2022 ¦ 1000000 | Eversource ¦ PV Paired ¦ Customer Owned ¦ Small C&I ¦ Does Not Bid into FCM ¦ Non-Residential ¦ 2022 ¦ 1000000 | 0 | FALSE
[55 empty] | 8 | Non-Residential | Eversource ¦ PV Paired ¦ Customer Owned ¦ Small C&I ¦ Bids into FCM | 4 | 2022 | 1000000 | Non-Residential ¦ 2022 ¦ 1000000 | Eversource ¦ PV Paired ¦ Customer Owned ¦ Small C&I ¦ Bids into FCM ¦ Non-Residential ¦ 2022 ¦ 1000000 | 0 | FALSE
[55 empty] | 9 | Non-Residential | Eversource ¦ PV Paired ¦ Customer Owned ¦ Medium C&I ¦ Does Not Bid into FCM | 4 | 2022 | 1000000 | Non-Residential ¦ 2022 ¦ 1000000 | Eversource ¦ PV Paired ¦ Customer Owned ¦ Medium C&I ¦ Does Not Bid into FCM ¦ Non-Residential ¦ 2022 ¦ 1000000 | 0 | FALSE
[55 empty] | 10 | Non-Residential | Eversource ¦ PV Paired ¦ Customer Owned ¦ Medium C&I ¦ Bids into FCM | 4 | 2022 | 1000000 | Non-Residential ¦ 2022 ¦ 1000000 | Eversource ¦ PV Paired ¦ Customer Owned ¦ Medium C&I ¦ Bids into FCM ¦ Non-Residential ¦ 2022 ¦ 1000000 | 0 | FALSE
[55 empty] | 11 | Non-Residential | Eversource ¦ PV Paired ¦ Customer Owned ¦ Large C&I ¦ Does Not Bid into FCM | 4 | 2022 | 1000000 | Non-Residential ¦ 2022 ¦ 1000000 | Eversource ¦ PV Paired ¦ Customer Owned ¦ Large C&I ¦ Does Not Bid into FCM ¦ Non-Residential ¦ 2022 ¦ 1000000 | 0 | FALSE
[55 empty] | 12 | Non-Residential | Eversource ¦ PV Paired ¦ Customer Owned ¦ Large C&I ¦ Bids into FCM | 4 | 2022 | 1000000 | Non-Residential ¦ 2022 ¦ 1000000 | Eversource ¦ PV Paired ¦ Customer Owned ¦ Large C&I ¦ Bids into FCM ¦ Non-Residential ¦ 2022 ¦ 1000000 | 0 | FALSE
[55 empty] | 13 | Residential | Eversource ¦ Standalone ¦ Customer Owned ¦ Residential Non-LMI ¦ Does Not Bid into FCM | 4 | 2022 | 25 | Residential ¦ 2022 ¦ 25 | Eversource ¦ Standalone ¦ Customer Owned ¦ Residential Non-LMI ¦ Does Not Bid into FCM ¦ Residential ¦ 2022 ¦ 25 | 0 | FALSE
[55 empty] | 14 | Residential | Eversource ¦ Standalone ¦ Customer Owned ¦ Residential Non-LMI ¦ Bids into FCM | 4 | 2022 | 25 | Residential ¦ 2022 ¦ 25 | Eversource ¦ Standalone ¦ Customer Owned ¦ Residential Non-LMI ¦ Bids into FCM ¦ Residential ¦ 2022 ¦ 25 | 0 | FALSE
[55 empty] | 15 | Residential | Eversource ¦ Standalone ¦ Customer Owned ¦ Residential Underserved ¦ Does Not Bid into FCM | 4 | 2022 | 25 | Residential ¦ 2022 ¦ 25 | Eversource ¦ Standalone ¦ Customer Owned ¦ Residential Underserved ¦ Does Not Bid into FCM ¦ Residential ¦ 2022 ¦ 25 | 0 | FALSE
[55 empty] | 16 | Residential | Eversource ¦ Standalone ¦ Customer Owned ¦ Residential Underserved ¦ Bids into FCM | 4 | 2022 | 25 | Residential ¦ 2022 ¦ 25 | Eversource ¦ Standalone ¦ Customer Owned ¦ Residential Underserved ¦ Bids into FCM ¦ Residential ¦ 2022 ¦ 25 | 0 | FALSE
[55 empty] | 17 | Residential | Eversource ¦ Standalone ¦ Customer Owned ¦ Residential Low Income ¦ Does Not Bid into FCM | 4 | 2022 | 25 | Residential ¦ 2022 ¦ 25 | Eversource ¦ Standalone ¦ Customer Owned ¦ Residential Low Income ¦ Does Not Bid into FCM ¦ Residential ¦ 2022 ¦ 25 | 0 | FALSE
[55 empty] | 18 | Residential | Eversource ¦ Standalone ¦ Customer Owned ¦ Residential Low Income ¦ Bids into FCM | 4 | 2022 | 25 | Residential ¦ 2022 ¦ 25 | Eversource ¦ Standalone ¦ Customer Owned ¦ Residential Low Income ¦ Bids into FCM ¦ Residential ¦ 2022 ¦ 25 | 0 | FALSE
[55 empty] | 19 | Non-Residential | Eversource ¦ Standalone ¦ Customer Owned ¦ Small C&I ¦ Does Not Bid into FCM | 4 | 2022 | 1000000 | Non-Residential ¦ 2022 ¦ 1000000 | Eversource ¦ Standalone ¦ Customer Owned ¦ Small C&I ¦ Does Not Bid into FCM ¦ Non-Residential ¦ 2022 ¦ 1000000 | 0 | FALSE
[55 empty] | 20 | Non-Residential | Eversource ¦ Standalone ¦ Customer Owned ¦ Small C&I ¦ Bids into FCM | 4 | 2022 | 1000000 | Non-Residential ¦ 2022 ¦ 1000000 | Eversource ¦ Standalone ¦ Customer Owned ¦ Small C&I ¦ Bids into FCM ¦ Non-Residential ¦ 2022 ¦ 1000000 | 0 | FALSE
[55 empty] | 21 | Non-Residential | Eversource ¦ Standalone ¦ Customer Owned ¦ Medium C&I ¦ Does Not Bid into FCM | 4 | 2022 | 1000000 | Non-Residential ¦ 2022 ¦ 1000000 | Eversource ¦ Standalone ¦ Customer Owned ¦ Medium C&I ¦ Does Not Bid into FCM ¦ Non-Residential ¦ 2022 ¦ 1000000 | 0 | FALSE
[55 empty] | 22 | Non-Residential | Eversource ¦ Standalone ¦ Customer Owned ¦ Medium C&I ¦ Bids into FCM | 4 | 2022 | 1000000 | Non-Residential ¦ 2022 ¦ 1000000 | Eversource ¦ Standalone ¦ Customer Owned ¦ Medium C&I ¦ Bids into FCM ¦ Non-Residential ¦ 2022 ¦ 1000000 | 0 | FALSE
[55 empty] | 23 | Non-Residential | Eversource ¦ Standalone ¦ Customer Owned ¦ Large C&I ¦ Does Not Bid into FCM | 4 | 2022 | 1000000 | Non-Residential ¦ 2022 ¦ 1000000 | Eversource ¦ Standalone ¦ Customer Owned ¦ Large C&I ¦ Does Not Bid into FCM ¦ Non-Residential ¦ 2022 ¦ 1000000 | 0 | FALSE
[55 empty] | 24 | Non-Residential | Eversource ¦ Standalone ¦ Customer Owned ¦ Large C&I ¦ Bids into FCM | 4 | 2022 | 1000000 | Non-Residential ¦ 2022 ¦ 1000000 | Eversource ¦ Standalone ¦ Customer Owned ¦ Large C&I ¦ Bids into FCM ¦ Non-Residential ¦ 2022 ¦ 1000000 | 0 | FALSE
[55 empty] | 25 | Residential | UI ¦ PV Paired ¦ Customer Owned ¦ Residential Non-LMI ¦ Does Not Bid into FCM | 4 | 2022 | 25 | Residential ¦ 2022 ¦ 25 | UI ¦ PV Paired ¦ Customer Owned ¦ Residential Non-LMI ¦ Does Not Bid into FCM ¦ Residential ¦ 2022 ¦ 25 | 0 | FALSE
[55 empty] | 26 | Residential | UI ¦ PV Paired ¦ Customer Owned ¦ Residential Non-LMI ¦ Bids into FCM | 4 | 2022 | 25 | Residential ¦ 2022 ¦ 25 | UI ¦ PV Paired ¦ Customer Owned ¦ Residential Non-LMI ¦ Bids into FCM ¦ Residential ¦ 2022 ¦ 25 | 0 | FALSE
[55 empty] | 27 | Residential | UI ¦ PV Paired ¦ Customer Owned ¦ Residential Underserved ¦ Does Not Bid into FCM | 4 | 2022 | 25 | Residential ¦ 2022 ¦ 25 | UI ¦ PV Paired ¦ Customer Owned ¦ Residential Underserved ¦ Does Not Bid into FCM ¦ Residential ¦ 2022 ¦ 25 | 0 | FALSE
[55 empty] | 28 | Residential | UI ¦ PV Paired ¦ Customer Owned ¦ Residential Underserved ¦ Bids into FCM | 4 | 2022 | 25 | Residential ¦ 2022 ¦ 25 | UI ¦ PV Paired ¦ Customer Owned ¦ Residential Underserved ¦ Bids into FCM ¦ Residential ¦ 2022 ¦ 25 | 0 | FALSE
[55 empty] | 29 | Residential | UI ¦ PV Paired ¦ Customer Owned ¦ Residential Low Income ¦ Does Not Bid into FCM | 4 | 2022 | 25 | Residential ¦ 2022 ¦ 25 | UI ¦ PV Paired ¦ Customer Owned ¦ Residential Low Income ¦ Does Not Bid into FCM ¦ Residential ¦ 2022 ¦ 25 | 0 | FALSE
[55 empty] | 30 | Residential | UI ¦ PV Paired ¦ Customer Owned ¦ Residential Low Income ¦ Bids into FCM | 4 | 2022 | 25 | Residential ¦ 2022 ¦ 25 | UI ¦ PV Paired ¦ Customer Owned ¦ Residential Low Income ¦ Bids into FCM ¦ Residential ¦ 2022 ¦ 25 | 0 | FALSE
[55 empty] | 31 | Non-Residential | UI ¦ PV Paired ¦ Customer Owned ¦ Small C&I ¦ Does Not Bid into FCM | 4 | 2022 | 1000000 | Non-Residential ¦ 2022 ¦ 1000000 | UI ¦ PV Paired ¦ Customer Owned ¦ Small C&I ¦ Does Not Bid into FCM ¦ Non-Residential ¦ 2022 ¦ 1000000 | 0 | FALSE
[55 empty] | 32 | Non-Residential | UI ¦ PV Paired ¦ Customer Owned ¦ Small C&I ¦ Bids into FCM | 4 | 2022 | 1000000 | Non-Residential ¦ 2022 ¦ 1000000 | UI ¦ PV Paired ¦ Customer Owned ¦ Small C&I ¦ Bids into FCM ¦ Non-Residential ¦ 2022 ¦ 1000000 | 0 | FALSE
[55 empty] | 33 | Non-Residential | UI ¦ PV Paired ¦ Customer Owned ¦ Medium C&I ¦ Does Not Bid into FCM | 4 | 2022 | 1000000 | Non-Residential ¦ 2022 ¦ 1000000 | UI ¦ PV Paired ¦ Customer Owned ¦ Medium C&I ¦ Does Not Bid into FCM ¦ Non-Residential ¦ 2022 ¦ 1000000 | 0 | FALSE
[55 empty] | 34 | Non-Residential | UI ¦ PV Paired ¦ Customer Owned ¦ Medium C&I ¦ Bids into FCM | 4 | 2022 | 1000000 | Non-Residential ¦ 2022 ¦ 1000000 | UI ¦ PV Paired ¦ Customer Owned ¦ Medium C&I ¦ Bids into FCM ¦ Non-Residential ¦ 2022 ¦ 1000000 | 0 | FALSE
[55 empty] | 35 | Non-Residential | UI ¦ PV Paired ¦ Customer Owned ¦ Large C&I ¦ Does Not Bid into FCM | 4 | 2022 | 1000000 | Non-Residential ¦ 2022 ¦ 1000000 | UI ¦ PV Paired ¦ Customer Owned ¦ Large C&I ¦ Does Not Bid into FCM ¦ Non-Residential ¦ 2022 ¦ 1000000 | 0 | FALSE
[55 empty] | 36 | Non-Residential | UI ¦ PV Paired ¦ Customer Owned ¦ Large C&I ¦ Bids into FCM | 4 | 2022 | 1000000 | Non-Residential ¦ 2022 ¦ 1000000 | UI ¦ PV Paired ¦ Customer Owned ¦ Large C&I ¦ Bids into FCM ¦ Non-Residential ¦ 2022 ¦ 1000000 | 0 | FALSE
[55 empty] | 37 | Residential | UI ¦ Standalone ¦ Customer Owned ¦ Residential Non-LMI ¦ Does Not Bid into FCM | 4 | 2022 | 25 | Residential ¦ 2022 ¦ 25 | UI ¦ Standalone ¦ Customer Owned ¦ Residential Non-LMI ¦ Does Not Bid into FCM ¦ Residential ¦ 2022 ¦ 25 | 0 | FALSE
[55 empty] | 38 | Residential | UI ¦ Standalone ¦ Customer Owned ¦ Residential Non-LMI ¦ Bids into FCM | 4 | 2022 | 25 | Residential ¦ 2022 ¦ 25 | UI ¦ Standalone ¦ Customer Owned ¦ Residential Non-LMI ¦ Bids into FCM ¦ Residential ¦ 2022 ¦ 25 | 0 | FALSE
[55 empty] | 39 | Residential | UI ¦ Standalone ¦ Customer Owned ¦ Residential Underserved ¦ Does Not Bid into FCM | 4 | 2022 | 25 | Residential ¦ 2022 ¦ 25 | UI ¦ Standalone ¦ Customer Owned ¦ Residential Underserved ¦ Does Not Bid into FCM ¦ Residential ¦ 2022 ¦ 25 | 0 | FALSE
[55 empty] | 40 | Residential | UI ¦ Standalone ¦ Customer Owned ¦ Residential Underserved ¦ Bids into FCM | 4 | 2022 | 25 | Residential ¦ 2022 ¦ 25 | UI ¦ Standalone ¦ Customer Owned ¦ Residential Underserved ¦ Bids into FCM ¦ Residential ¦ 2022 ¦ 25 | 0 | FALSE
[55 empty] | 41 | Residential | UI ¦ Standalone ¦ Customer Owned ¦ Residential Low Income ¦ Does Not Bid into FCM | 4 | 2022 | 25 | Residential ¦ 2022 ¦ 25 | UI ¦ Standalone ¦ Customer Owned ¦ Residential Low Income ¦ Does Not Bid into FCM ¦ Residential ¦ 2022 ¦ 25 | 0 | FALSE
[55 empty] | 42 | Residential | UI ¦ Standalone ¦ Customer Owned ¦ Residential Low Income ¦ Bids into FCM | 4 | 2022 | 25 | Residential ¦ 2022 ¦ 25 | UI ¦ Standalone ¦ Customer Owned ¦ Residential Low Income ¦ Bids into FCM ¦ Residential ¦ 2022 ¦ 25 | 0 | FALSE
[55 empty] | 43 | Non-Residential | UI ¦ Standalone ¦ Customer Owned ¦ Small C&I ¦ Does Not Bid into FCM | 4 | 2022 | 1000000 | Non-Residential ¦ 2022 ¦ 1000000 | UI ¦ Standalone ¦ Customer Owned ¦ Small C&I ¦ Does Not Bid into FCM ¦ Non-Residential ¦ 2022 ¦ 1000000 | 0 | FALSE
[55 empty] | 44 | Non-Residential | UI ¦ Standalone ¦ Customer Owned ¦ Small C&I ¦ Bids into FCM | 4 | 2022 | 1000000 | Non-Residential ¦ 2022 ¦ 1000000 | UI ¦ Standalone ¦ Customer Owned ¦ Small C&I ¦ Bids into FCM ¦ Non-Residential ¦ 2022 ¦ 1000000 | 0 | FALSE
[55 empty] | 45 | Non-Residential | UI ¦ Standalone ¦ Customer Owned ¦ Medium C&I ¦ Does Not Bid into FCM | 4 | 2022 | 1000000 | Non-Residential ¦ 2022 ¦ 1000000 | UI ¦ Standalone ¦ Customer Owned ¦ Medium C&I ¦ Does Not Bid into FCM ¦ Non-Residential ¦ 2022 ¦ 1000000 | 0 | FALSE
[55 empty] | 46 | Non-Residential | UI ¦ Standalone ¦ Customer Owned ¦ Medium C&I ¦ Bids into FCM | 4 | 2022 | 1000000 | Non-Residential ¦ 2022 ¦ 1000000 | UI ¦ Standalone ¦ Customer Owned ¦ Medium C&I ¦ Bids into FCM ¦ Non-Residential ¦ 2022 ¦ 1000000 | 0 | FALSE
[55 empty] | 47 | Non-Residential | UI ¦ Standalone ¦ Customer Owned ¦ Large C&I ¦ Does Not Bid into FCM | 4 | 2022 | 1000000 | Non-Residential ¦ 2022 ¦ 1000000 | UI ¦ Standalone ¦ Customer Owned ¦ Large C&I ¦ Does Not Bid into FCM ¦ Non-Residential ¦ 2022 ¦ 1000000 | 0 | FALSE
[55 empty] | 48 | Non-Residential | UI ¦ Standalone ¦ Customer Owned ¦ Large C&I ¦ Bids into FCM | 4 | 2022 | 1000000 | Non-Residential ¦ 2022 ¦ 1000000 | UI ¦ Standalone ¦ Customer Owned ¦ Large C&I ¦ Bids into FCM ¦ Non-Residential ¦ 2022 ¦ 1000000 | 0 | FALSE
[55 empty] | 1 | Residential | Eversource ¦ PV Paired ¦ Customer Owned ¦ Residential Non-LMI ¦ Does Not Bid into FCM | 5 | 2023 | 25 | Residential ¦ 2023 ¦ 25 | Eversource ¦ PV Paired ¦ Customer Owned ¦ Residential Non-LMI ¦ Does Not Bid into FCM ¦ Residential ¦ 2023 ¦ 25 | 0 | FALSE
[55 empty] | 2 | Residential | Eversource ¦ PV Paired ¦ Customer Owned ¦ Residential Non-LMI ¦ Bids into FCM | 5 | 2023 | 25 | Residential ¦ 2023 ¦ 25 | Eversource ¦ PV Paired ¦ Customer Owned ¦ Residential Non-LMI ¦ Bids into FCM ¦ Residential ¦ 2023 ¦ 25 | 0 | FALSE
[55 empty] | 3 | Residential | Eversource ¦ PV Paired ¦ Customer Owned ¦ Residential Underserved ¦ Does Not Bid into FCM | 5 | 2023 | 25 | Residential ¦ 2023 ¦ 25 | Eversource ¦ PV Paired ¦ Customer Owned ¦ Residential Underserved ¦ Does Not Bid into FCM ¦ Residential ¦ 2023 ¦ 25 | 0 | FALSE
[55 empty] | 4 | Residential | Eversource ¦ PV Paired ¦ Customer Owned ¦ Residential Underserved ¦ Bids into FCM | 5 | 2023 | 25 | Residential ¦ 2023 ¦ 25 | Eversource ¦ PV Paired ¦ Customer Owned ¦ Residential Underserved ¦ Bids into FCM ¦ Residential ¦ 2023 ¦ 25 | 0 | FALSE
[55 empty] | 5 | Residential | Eversource ¦ PV Paired ¦ Customer Owned ¦ Residential Low Income ¦ Does Not Bid into FCM | 5 | 2023 | 25 | Residential ¦ 2023 ¦ 25 | Eversource ¦ PV Paired ¦ Customer Owned ¦ Residential Low Income ¦ Does Not Bid into FCM ¦ Residential ¦ 2023 ¦ 25 | 0 | FALSE
[55 empty] | 6 | Residential | Eversource ¦ PV Paired ¦ Customer Owned ¦ Residential Low Income ¦ Bids into FCM | 5 | 2023 | 25 | Residential ¦ 2023 ¦ 25 | Eversource ¦ PV Paired ¦ Customer Owned ¦ Residential Low Income ¦ Bids into FCM ¦ Residential ¦ 2023 ¦ 25 | 0 | FALSE
[55 empty] | 7 | Non-Residential | Eversource ¦ PV Paired ¦ Customer Owned ¦ Small C&I ¦ Does Not Bid into FCM | 5 | 2023 | 1000000 | Non-Residential ¦ 2023 ¦ 1000000 | Eversource ¦ PV Paired ¦ Customer Owned ¦ Small C&I ¦ Does Not Bid into FCM ¦ Non-Residential ¦ 2023 ¦ 1000000 | 0 | FALSE
[55 empty] | 8 | Non-Residential | Eversource ¦ PV Paired ¦ Customer Owned ¦ Small C&I ¦ Bids into FCM | 5 | 2023 | 1000000 | Non-Residential ¦ 2023 ¦ 1000000 | Eversource ¦ PV Paired ¦ Customer Owned ¦ Small C&I ¦ Bids into FCM ¦ Non-Residential ¦ 2023 ¦ 1000000 | 0 | FALSE
[55 empty] | 9 | Non-Residential | Eversource ¦ PV Paired ¦ Customer Owned ¦ Medium C&I ¦ Does Not Bid into FCM | 5 | 2023 | 1000000 | Non-Residential ¦ 2023 ¦ 1000000 | Eversource ¦ PV Paired ¦ Customer Owned ¦ Medium C&I ¦ Does Not Bid into FCM ¦ Non-Residential ¦ 2023 ¦ 1000000 | 0 | FALSE
[55 empty] | 10 | Non-Residential | Eversource ¦ PV Paired ¦ Customer Owned ¦ Medium C&I ¦ Bids into FCM | 5 | 2023 | 1000000 | Non-Residential ¦ 2023 ¦ 1000000 | Eversource ¦ PV Paired ¦ Customer Owned ¦ Medium C&I ¦ Bids into FCM ¦ Non-Residential ¦ 2023 ¦ 1000000 | 0 | FALSE
[55 empty] | 11 | Non-Residential | Eversource ¦ PV Paired ¦ Customer Owned ¦ Large C&I ¦ Does Not Bid into FCM | 5 | 2023 | 1000000 | Non-Residential ¦ 2023 ¦ 1000000 | Eversource ¦ PV Paired ¦ Customer Owned ¦ Large C&I ¦ Does Not Bid into FCM ¦ Non-Residential ¦ 2023 ¦ 1000000 | 0 | FALSE
[55 empty] | 12 | Non-Residential | Eversource ¦ PV Paired ¦ Customer Owned ¦ Large C&I ¦ Bids into FCM | 5 | 2023 | 1000000 | Non-Residential ¦ 2023 ¦ 1000000 | Eversource ¦ PV Paired ¦ Customer Owned ¦ Large C&I ¦ Bids into FCM ¦ Non-Residential ¦ 2023 ¦ 1000000 | 0 | FALSE
[55 empty] | 13 | Residential | Eversource ¦ Standalone ¦ Customer Owned ¦ Residential Non-LMI ¦ Does Not Bid into FCM | 5 | 2023 | 25 | Residential ¦ 2023 ¦ 25 | Eversource ¦ Standalone ¦ Customer Owned ¦ Residential Non-LMI ¦ Does Not Bid into FCM ¦ Residential ¦ 2023 ¦ 25 | 2.64 | TRUE
[55 empty] | 14 | Residential | Eversource ¦ Standalone ¦ Customer Owned ¦ Residential Non-LMI ¦ Bids into FCM | 5 | 2023 | 25 | Residential ¦ 2023 ¦ 25 | Eversource ¦ Standalone ¦ Customer Owned ¦ Residential Non-LMI ¦ Bids into FCM ¦ Residential ¦ 2023 ¦ 25 | 2.64 | TRUE
[55 empty] | 15 | Residential | Eversource ¦ Standalone ¦ Customer Owned ¦ Residential Underserved ¦ Does Not Bid into FCM | 5 | 2023 | 25 | Residential ¦ 2023 ¦ 25 | Eversource ¦ Standalone ¦ Customer Owned ¦ Residential Underserved ¦ Does Not Bid into FCM ¦ Residential ¦ 2023 ¦ 25 | 1.32 | TRUE
[55 empty] | 16 | Residential | Eversource ¦ Standalone ¦ Customer Owned ¦ Residential Underserved ¦ Bids into FCM | 5 | 2023 | 25 | Residential ¦ 2023 ¦ 25 | Eversource ¦ Standalone ¦ Customer Owned ¦ Residential Underserved ¦ Bids into FCM ¦ Residential ¦ 2023 ¦ 25 | 1.32 | TRUE
[55 empty] | 17 | Residential | Eversource ¦ Standalone ¦ Customer Owned ¦ Residential Low Income ¦ Does Not Bid into FCM | 5 | 2023 | 25 | Residential ¦ 2023 ¦ 25 | Eversource ¦ Standalone ¦ Customer Owned ¦ Residential Low Income ¦ Does Not Bid into FCM ¦ Residential ¦ 2023 ¦ 25 | 0.44 | TRUE
[55 empty] | 18 | Residential | Eversource ¦ Standalone ¦ Customer Owned ¦ Residential Low Income ¦ Bids into FCM | 5 | 2023 | 25 | Residential ¦ 2023 ¦ 25 | Eversource ¦ Standalone ¦ Customer Owned ¦ Residential Low Income ¦ Bids into FCM ¦ Residential ¦ 2023 ¦ 25 | 0.44 | TRUE
[55 empty] | 19 | Non-Residential | Eversource ¦ Standalone ¦ Customer Owned ¦ Small C&I ¦ Does Not Bid into FCM | 5 | 2023 | 1000000 | Non-Residential ¦ 2023 ¦ 1000000 | Eversource ¦ Standalone ¦ Customer Owned ¦ Small C&I ¦ Does Not Bid into FCM ¦ Non-Residential ¦ 2023 ¦ 1000000 | 0 | FALSE
[55 empty] | 20 | Non-Residential | Eversource ¦ Standalone ¦ Customer Owned ¦ Small C&I ¦ Bids into FCM | 5 | 2023 | 1000000 | Non-Residential ¦ 2023 ¦ 1000000 | Eversource ¦ Standalone ¦ Customer Owned ¦ Small C&I ¦ Bids into FCM ¦ Non-Residential ¦ 2023 ¦ 1000000 | 0 | FALSE
[55 empty] | 21 | Non-Residential | Eversource ¦ Standalone ¦ Customer Owned ¦ Medium C&I ¦ Does Not Bid into FCM | 5 | 2023 | 1000000 | Non-Residential ¦ 2023 ¦ 1000000 | Eversource ¦ Standalone ¦ Customer Owned ¦ Medium C&I ¦ Does Not Bid into FCM ¦ Non-Residential ¦ 2023 ¦ 1000000 | 0 | FALSE
[55 empty] | 22 | Non-Residential | Eversource ¦ Standalone ¦ Customer Owned ¦ Medium C&I ¦ Bids into FCM | 5 | 2023 | 1000000 | Non-Residential ¦ 2023 ¦ 1000000 | Eversource ¦ Standalone ¦ Customer Owned ¦ Medium C&I ¦ Bids into FCM ¦ Non-Residential ¦ 2023 ¦ 1000000 | 0 | FALSE
[55 empty] | 23 | Non-Residential | Eversource ¦ Standalone ¦ Customer Owned ¦ Large C&I ¦ Does Not Bid into FCM | 5 | 2023 | 1000000 | Non-Residential ¦ 2023 ¦ 1000000 | Eversource ¦ Standalone ¦ Customer Owned ¦ Large C&I ¦ Does Not Bid into FCM ¦ Non-Residential ¦ 2023 ¦ 1000000 | 0 | FALSE
[55 empty] | 24 | Non-Residential | Eversource ¦ Standalone ¦ Customer Owned ¦ Large C&I ¦ Bids into FCM | 5 | 2023 | 1000000 | Non-Residential ¦ 2023 ¦ 1000000 | Eversource ¦ Standalone ¦ Customer Owned ¦ Large C&I ¦ Bids into FCM ¦ Non-Residential ¦ 2023 ¦ 1000000 | 0 | FALSE
[55 empty] | 25 | Residential | UI ¦ PV Paired ¦ Customer Owned ¦ Residential Non-LMI ¦ Does Not Bid into FCM | 5 | 2023 | 25 | Residential ¦ 2023 ¦ 25 | UI ¦ PV Paired ¦ Customer Owned ¦ Residential Non-LMI ¦ Does Not Bid into FCM ¦ Residential ¦ 2023 ¦ 25 | 0 | FALSE
[55 empty] | 26 | Residential | UI ¦ PV Paired ¦ Customer Owned ¦ Residential Non-LMI ¦ Bids into FCM | 5 | 2023 | 25 | Residential ¦ 2023 ¦ 25 | UI ¦ PV Paired ¦ Customer Owned ¦ Residential Non-LMI ¦ Bids into FCM ¦ Residential ¦ 2023 ¦ 25 | 0 | FALSE
[55 empty] | 27 | Residential | UI ¦ PV Paired ¦ Customer Owned ¦ Residential Underserved ¦ Does Not Bid into FCM | 5 | 2023 | 25 | Residential ¦ 2023 ¦ 25 | UI ¦ PV Paired ¦ Customer Owned ¦ Residential Underserved ¦ Does Not Bid into FCM ¦ Residential ¦ 2023 ¦ 25 | 0 | FALSE
[55 empty] | 28 | Residential | UI ¦ PV Paired ¦ Customer Owned ¦ Residential Underserved ¦ Bids into FCM | 5 | 2023 | 25 | Residential ¦ 2023 ¦ 25 | UI ¦ PV Paired ¦ Customer Owned ¦ Residential Underserved ¦ Bids into FCM ¦ Residential ¦ 2023 ¦ 25 | 0 | FALSE
[55 empty] | 29 | Residential | UI ¦ PV Paired ¦ Customer Owned ¦ Residential Low Income ¦ Does Not Bid into FCM | 5 | 2023 | 25 | Residential ¦ 2023 ¦ 25 | UI ¦ PV Paired ¦ Customer Owned ¦ Residential Low Income ¦ Does Not Bid into FCM ¦ Residential ¦ 2023 ¦ 25 | 0 | FALSE
[55 empty] | 30 | Residential | UI ¦ PV Paired ¦ Customer Owned ¦ Residential Low Income ¦ Bids into FCM | 5 | 2023 | 25 | Residential ¦ 2023 ¦ 25 | UI ¦ PV Paired ¦ Customer Owned ¦ Residential Low Income ¦ Bids into FCM ¦ Residential ¦ 2023 ¦ 25 | 0 | FALSE
[55 empty] | 31 | Non-Residential | UI ¦ PV Paired ¦ Customer Owned ¦ Small C&I ¦ Does Not Bid into FCM | 5 | 2023 | 1000000 | Non-Residential ¦ 2023 ¦ 1000000 | UI ¦ PV Paired ¦ Customer Owned ¦ Small C&I ¦ Does Not Bid into FCM ¦ Non-Residential ¦ 2023 ¦ 1000000 | 0 | FALSE
[55 empty] | 32 | Non-Residential | UI ¦ PV Paired ¦ Customer Owned ¦ Small C&I ¦ Bids into FCM | 5 | 2023 | 1000000 | Non-Residential ¦ 2023 ¦ 1000000 | UI ¦ PV Paired ¦ Customer Owned ¦ Small C&I ¦ Bids into FCM ¦ Non-Residential ¦ 2023 ¦ 1000000 | 0 | FALSE
[55 empty] | 33 | Non-Residential | UI ¦ PV Paired ¦ Customer Owned ¦ Medium C&I ¦ Does Not Bid into FCM | 5 | 2023 | 1000000 | Non-Residential ¦ 2023 ¦ 1000000 | UI ¦ PV Paired ¦ Customer Owned ¦ Medium C&I ¦ Does Not Bid into FCM ¦ Non-Residential ¦ 2023 ¦ 1000000 | 0 | FALSE
[55 empty] | 34 | Non-Residential | UI ¦ PV Paired ¦ Customer Owned ¦ Medium C&I ¦ Bids into FCM | 5 | 2023 | 1000000 | Non-Residential ¦ 2023 ¦ 1000000 | UI ¦ PV Paired ¦ Customer Owned ¦ Medium C&I ¦ Bids into FCM ¦ Non-Residential ¦ 2023 ¦ 1000000 | 0 | FALSE
[55 empty] | 35 | Non-Residential | UI ¦ PV Paired ¦ Customer Owned ¦ Large C&I ¦ Does Not Bid into FCM | 5 | 2023 | 1000000 | Non-Residential ¦ 2023 ¦ 1000000 | UI ¦ PV Paired ¦ Customer Owned ¦ Large C&I ¦ Does Not Bid into FCM ¦ Non-Residential ¦ 2023 ¦ 1000000 | 0 | FALSE
[55 empty] | 36 | Non-Residential | UI ¦ PV Paired ¦ Customer Owned ¦ Large C&I ¦ Bids into FCM | 5 | 2023 | 1000000 | Non-Residential ¦ 2023 ¦ 1000000 | UI ¦ PV Paired ¦ Customer Owned ¦ Large C&I ¦ Bids into FCM ¦ Non-Residential ¦ 2023 ¦ 1000000 | 0 | FALSE
[55 empty] | 37 | Residential | UI ¦ Standalone ¦ Customer Owned ¦ Residential Non-LMI ¦ Does Not Bid into FCM | 5 | 2023 | 25 | Residential ¦ 2023 ¦ 25 | UI ¦ Standalone ¦ Customer Owned ¦ Residential Non-LMI ¦ Does Not Bid into FCM ¦ Residential ¦ 2023 ¦ 25 | 0.66 | TRUE
[55 empty] | 38 | Residential | UI ¦ Standalone ¦ Customer Owned ¦ Residential Non-LMI ¦ Bids into FCM | 5 | 2023 | 25 | Residential ¦ 2023 ¦ 25 | UI ¦ Standalone ¦ Customer Owned ¦ Residential Non-LMI ¦ Bids into FCM ¦ Residential ¦ 2023 ¦ 25 | 0.66 | TRUE
[55 empty] | 39 | Residential | UI ¦ Standalone ¦ Customer Owned ¦ Residential Underserved ¦ Does Not Bid into FCM | 5 | 2023 | 25 | Residential ¦ 2023 ¦ 25 | UI ¦ Standalone ¦ Customer Owned ¦ Residential Underserved ¦ Does Not Bid into FCM ¦ Residential ¦ 2023 ¦ 25 | 0.33 | TRUE
[55 empty] | 40 | Residential | UI ¦ Standalone ¦ Customer Owned ¦ Residential Underserved ¦ Bids into FCM | 5 | 2023 | 25 | Residential ¦ 2023 ¦ 25 | UI ¦ Standalone ¦ Customer Owned ¦ Residential Underserved ¦ Bids into FCM ¦ Residential ¦ 2023 ¦ 25 | 0.33 | TRUE
[55 empty] | 41 | Residential | UI ¦ Standalone ¦ Customer Owned ¦ Residential Low Income ¦ Does Not Bid into FCM | 5 | 2023 | 25 | Residential ¦ 2023 ¦ 25 | UI ¦ Standalone ¦ Customer Owned ¦ Residential Low Income ¦ Does Not Bid into FCM ¦ Residential ¦ 2023 ¦ 25 | 0.11 | TRUE
[55 empty] | 42 | Residential | UI ¦ Standalone ¦ Customer Owned ¦ Residential Low Income ¦ Bids into FCM | 5 | 2023 | 25 | Residential ¦ 2023 ¦ 25 | UI ¦ Standalone ¦ Customer Owned ¦ Residential Low Income ¦ Bids into FCM ¦ Residential ¦ 2023 ¦ 25 | 0.11 | TRUE
[55 empty] | 43 | Non-Residential | UI ¦ Standalone ¦ Customer Owned ¦ Small C&I ¦ Does Not Bid into FCM | 5 | 2023 | 1000000 | Non-Residential ¦ 2023 ¦ 1000000 | UI ¦ Standalone ¦ Customer Owned ¦ Small C&I ¦ Does Not Bid into FCM ¦ Non-Residential ¦ 2023 ¦ 1000000 | 0 | FALSE
[55 empty] | 44 | Non-Residential | UI ¦ Standalone ¦ Customer Owned ¦ Small C&I ¦ Bids into FCM | 5 | 2023 | 1000000 | Non-Residential ¦ 2023 ¦ 1000000 | UI ¦ Standalone ¦ Customer Owned ¦ Small C&I ¦ Bids into FCM ¦ Non-Residential ¦ 2023 ¦ 1000000 | 0 | FALSE
[55 empty] | 45 | Non-Residential | UI ¦ Standalone ¦ Customer Owned ¦ Medium C&I ¦ Does Not Bid into FCM | 5 | 2023 | 1000000 | Non-Residential ¦ 2023 ¦ 1000000 | UI ¦ Standalone ¦ Customer Owned ¦ Medium C&I ¦ Does Not Bid into FCM ¦ Non-Residential ¦ 2023 ¦ 1000000 | 0 | FALSE
[55 empty] | 46 | Non-Residential | UI ¦ Standalone ¦ Customer Owned ¦ Medium C&I ¦ Bids into FCM | 5 | 2023 | 1000000 | Non-Residential ¦ 2023 ¦ 1000000 | UI ¦ Standalone ¦ Customer Owned ¦ Medium C&I ¦ Bids into FCM ¦ Non-Residential ¦ 2023 ¦ 1000000 | 0 | FALSE
[55 empty] | 47 | Non-Residential | UI ¦ Standalone ¦ Customer Owned ¦ Large C&I ¦ Does Not Bid into FCM | 5 | 2023 | 1000000 | Non-Residential ¦ 2023 ¦ 1000000 | UI ¦ Standalone ¦ Customer Owned ¦ Large C&I ¦ Does Not Bid into FCM ¦ Non-Residential ¦ 2023 ¦ 1000000 | 0 | FALSE
[55 empty] | 48 | Non-Residential | UI ¦ Standalone ¦ Customer Owned ¦ Large C&I ¦ Bids into FCM | 5 | 2023 | 1000000 | Non-Residential ¦ 2023 ¦ 1000000 | UI ¦ Standalone ¦ Customer Owned ¦ Large C&I ¦ Bids into FCM ¦ Non-Residential ¦ 2023 ¦ 1000000 | 0 | FALSE
[55 empty] | 1 | Residential | Eversource ¦ PV Paired ¦ Customer Owned ¦ Residential Non-LMI ¦ Does Not Bid into FCM | 6 | 2024 | 25 | Residential ¦ 2024 ¦ 25 | Eversource ¦ PV Paired ¦ Customer Owned ¦ Residential Non-LMI ¦ Does Not Bid into FCM ¦ Residential ¦ 2024 ¦ 25 | 0 | FALSE
[55 empty] | 2 | Residential | Eversource ¦ PV Paired ¦ Customer Owned ¦ Residential Non-LMI ¦ Bids into FCM | 6 | 2024 | 25 | Residential ¦ 2024 ¦ 25 | Eversource ¦ PV Paired ¦ Customer Owned ¦ Residential Non-LMI ¦ Bids into FCM ¦ Residential ¦ 2024 ¦ 25 | 0 | FALSE
[55 empty] | 3 | Residential | Eversource ¦ PV Paired ¦ Customer Owned ¦ Residential Underserved ¦ Does Not Bid into FCM | 6 | 2024 | 25 | Residential ¦ 2024 ¦ 25 | Eversource ¦ PV Paired ¦ Customer Owned ¦ Residential Underserved ¦ Does Not Bid into FCM ¦ Residential ¦ 2024 ¦ 25 | 0 | FALSE
[55 empty] | 4 | Residential | Eversource ¦ PV Paired ¦ Customer Owned ¦ Residential Underserved ¦ Bids into FCM | 6 | 2024 | 25 | Residential ¦ 2024 ¦ 25 | Eversource ¦ PV Paired ¦ Customer Owned ¦ Residential Underserved ¦ Bids into FCM ¦ Residential ¦ 2024 ¦ 25 | 0 | FALSE
[55 empty] | 5 | Residential | Eversource ¦ PV Paired ¦ Customer Owned ¦ Residential Low Income ¦ Does Not Bid into FCM | 6 | 2024 | 25 | Residential ¦ 2024 ¦ 25 | Eversource ¦ PV Paired ¦ Customer Owned ¦ Residential Low Income ¦ Does Not Bid into FCM ¦ Residential ¦ 2024 ¦ 25 | 0 | FALSE
[55 empty] | 6 | Residential | Eversource ¦ PV Paired ¦ Customer Owned ¦ Residential Low Income ¦ Bids into FCM | 6 | 2024 | 25 | Residential ¦ 2024 ¦ 25 | Eversource ¦ PV Paired ¦ Customer Owned ¦ Residential Low Income ¦ Bids into FCM ¦ Residential ¦ 2024 ¦ 25 | 0 | FALSE
[55 empty] | 7 | Non-Residential | Eversource ¦ PV Paired ¦ Customer Owned ¦ Small C&I ¦ Does Not Bid into FCM | 6 | 2024 | 1000000 | Non-Residential ¦ 2024 ¦ 1000000 | Eversource ¦ PV Paired ¦ Customer Owned ¦ Small C&I ¦ Does Not Bid into FCM ¦ Non-Residential ¦ 2024 ¦ 1000000 | 0 | FALSE
[55 empty] | 8 | Non-Residential | Eversource ¦ PV Paired ¦ Customer Owned ¦ Small C&I ¦ Bids into FCM | 6 | 2024 | 1000000 | Non-Residential ¦ 2024 ¦ 1000000 | Eversource ¦ PV Paired ¦ Customer Owned ¦ Small C&I ¦ Bids into FCM ¦ Non-Residential ¦ 2024 ¦ 1000000 | 0 | FALSE
[55 empty] | 9 | Non-Residential | Eversource ¦ PV Paired ¦ Customer Owned ¦ Medium C&I ¦ Does Not Bid into FCM | 6 | 2024 | 1000000 | Non-Residential ¦ 2024 ¦ 1000000 | Eversource ¦ PV Paired ¦ Customer Owned ¦ Medium C&I ¦ Does Not Bid into FCM ¦ Non-Residential ¦ 2024 ¦ 1000000 | 0 | FALSE
[55 empty] | 10 | Non-Residential | Eversource ¦ PV Paired ¦ Customer Owned ¦ Medium C&I ¦ Bids into FCM | 6 | 2024 | 1000000 | Non-Residential ¦ 2024 ¦ 1000000 | Eversource ¦ PV Paired ¦ Customer Owned ¦ Medium C&I ¦ Bids into FCM ¦ Non-Residential ¦ 2024 ¦ 1000000 | 0 | FALSE
[55 empty] | 11 | Non-Residential | Eversource ¦ PV Paired ¦ Customer Owned ¦ Large C&I ¦ Does Not Bid into FCM | 6 | 2024 | 1000000 | Non-Residential ¦ 2024 ¦ 1000000 | Eversource ¦ PV Paired ¦ Customer Owned ¦ Large C&I ¦ Does Not Bid into FCM ¦ Non-Residential ¦ 2024 ¦ 1000000 | 0 | FALSE
[55 empty] | 12 | Non-Residential | Eversource ¦ PV Paired ¦ Customer Owned ¦ Large C&I ¦ Bids into FCM | 6 | 2024 | 1000000 | Non-Residential ¦ 2024 ¦ 1000000 | Eversource ¦ PV Paired ¦ Customer Owned ¦ Large C&I ¦ Bids into FCM ¦ Non-Residential ¦ 2024 ¦ 1000000 | 0 | FALSE
[55 empty] | 13 | Residential | Eversource ¦ Standalone ¦ Customer Owned ¦ Residential Non-LMI ¦ Does Not Bid into FCM | 6 | 2024 | 25 | Residential ¦ 2024 ¦ 25 | Eversource ¦ Standalone ¦ Customer Owned ¦ Residential Non-LMI ¦ Does Not Bid into FCM ¦ Residential ¦ 2024 ¦ 25 | 0.96 | TRUE
[55 empty] | 14 | Residential | Eversource ¦ Standalone ¦ Customer Owned ¦ Residential Non-LMI ¦ Bids into FCM | 6 | 2024 | 25 | Residential ¦ 2024 ¦ 25 | Eversource ¦ Standalone ¦ Customer Owned ¦ Residential Non-LMI ¦ Bids into FCM ¦ Residential ¦ 2024 ¦ 25 | 0.96 | TRUE
[55 empty] | 15 | Residential | Eversource ¦ Standalone ¦ Customer Owned ¦ Residential Underserved ¦ Does Not Bid into FCM | 6 | 2024 | 25 | Residential ¦ 2024 ¦ 25 | Eversource ¦ Standalone ¦ Customer Owned ¦ Residential Underserved ¦ Does Not Bid into FCM ¦ Residential ¦ 2024 ¦ 25 | 0.48 | TRUE
[55 empty] | 16 | Residential | Eversource ¦ Standalone ¦ Customer Owned ¦ Residential Underserved ¦ Bids into FCM | 6 | 2024 | 25 | Residential ¦ 2024 ¦ 25 | Eversource ¦ Standalone ¦ Customer Owned ¦ Residential Underserved ¦ Bids into FCM ¦ Residential ¦ 2024 ¦ 25 | 0.48 | TRUE
[55 empty] | 17 | Residential | Eversource ¦ Standalone ¦ Customer Owned ¦ Residential Low Income ¦ Does Not Bid into FCM | 6 | 2024 | 25 | Residential ¦ 2024 ¦ 25 | Eversource ¦ Standalone ¦ Customer Owned ¦ Residential Low Income ¦ Does Not Bid into FCM ¦ Residential ¦ 2024 ¦ 25 | 0.16 | TRUE
[55 empty] | 18 | Residential | Eversource ¦ Standalone ¦ Customer Owned ¦ Residential Low Income ¦ Bids into FCM | 6 | 2024 | 25 | Residential ¦ 2024 ¦ 25 | Eversource ¦ Standalone ¦ Customer Owned ¦ Residential Low Income ¦ Bids into FCM ¦ Residential ¦ 2024 ¦ 25 | 0.16 | TRUE
[55 empty] | 19 | Non-Residential | Eversource ¦ Standalone ¦ Customer Owned ¦ Small C&I ¦ Does Not Bid into FCM | 6 | 2024 | 1000000 | Non-Residential ¦ 2024 ¦ 1000000 | Eversource ¦ Standalone ¦ Customer Owned ¦ Small C&I ¦ Does Not Bid into FCM ¦ Non-Residential ¦ 2024 ¦ 1000000 | 0 | FALSE
[55 empty] | 20 | Non-Residential | Eversource ¦ Standalone ¦ Customer Owned ¦ Small C&I ¦ Bids into FCM | 6 | 2024 | 1000000 | Non-Residential ¦ 2024 ¦ 1000000 | Eversource ¦ Standalone ¦ Customer Owned ¦ Small C&I ¦ Bids into FCM ¦ Non-Residential ¦ 2024 ¦ 1000000 | 0 | FALSE
[55 empty] | 21 | Non-Residential | Eversource ¦ Standalone ¦ Customer Owned ¦ Medium C&I ¦ Does Not Bid into FCM | 6 | 2024 | 1000000 | Non-Residential ¦ 2024 ¦ 1000000 | Eversource ¦ Standalone ¦ Customer Owned ¦ Medium C&I ¦ Does Not Bid into FCM ¦ Non-Residential ¦ 2024 ¦ 1000000 | 0 | FALSE
[55 empty] | 22 | Non-Residential | Eversource ¦ Standalone ¦ Customer Owned ¦ Medium C&I ¦ Bids into FCM | 6 | 2024 | 1000000 | Non-Residential ¦ 2024 ¦ 1000000 | Eversource ¦ Standalone ¦ Customer Owned ¦ Medium C&I ¦ Bids into FCM ¦ Non-Residential ¦ 2024 ¦ 1000000 | 0 | FALSE
[55 empty] | 23 | Non-Residential | Eversource ¦ Standalone ¦ Customer Owned ¦ Large C&I ¦ Does Not Bid into FCM | 6 | 2024 | 1000000 | Non-Residential ¦ 2024 ¦ 1000000 | Eversource ¦ Standalone ¦ Customer Owned ¦ Large C&I ¦ Does Not Bid into FCM ¦ Non-Residential ¦ 2024 ¦ 1000000 | 0 | FALSE
[55 empty] | 24 | Non-Residential | Eversource ¦ Standalone ¦ Customer Owned ¦ Large C&I ¦ Bids into FCM | 6 | 2024 | 1000000 | Non-Residential ¦ 2024 ¦ 1000000 | Eversource ¦ Standalone ¦ Customer Owned ¦ Large C&I ¦ Bids into FCM ¦ Non-Residential ¦ 2024 ¦ 1000000 | 0 | FALSE
[55 empty] | 25 | Residential | UI ¦ PV Paired ¦ Customer Owned ¦ Residential Non-LMI ¦ Does Not Bid into FCM | 6 | 2024 | 25 | Residential ¦ 2024 ¦ 25 | UI ¦ PV Paired ¦ Customer Owned ¦ Residential Non-LMI ¦ Does Not Bid into FCM ¦ Residential ¦ 2024 ¦ 25 | 0 | FALSE
[55 empty] | 26 | Residential | UI ¦ PV Paired ¦ Customer Owned ¦ Residential Non-LMI ¦ Bids into FCM | 6 | 2024 | 25 | Residential ¦ 2024 ¦ 25 | UI ¦ PV Paired ¦ Customer Owned ¦ Residential Non-LMI ¦ Bids into FCM ¦ Residential ¦ 2024 ¦ 25 | 0 | FALSE
[55 empty] | 27 | Residential | UI ¦ PV Paired ¦ Customer Owned ¦ Residential Underserved ¦ Does Not Bid into FCM | 6 | 2024 | 25 | Residential ¦ 2024 ¦ 25 | UI ¦ PV Paired ¦ Customer Owned ¦ Residential Underserved ¦ Does Not Bid into FCM ¦ Residential ¦ 2024 ¦ 25 | 0 | FALSE
[55 empty] | 28 | Residential | UI ¦ PV Paired ¦ Customer Owned ¦ Residential Underserved ¦ Bids into FCM | 6 | 2024 | 25 | Residential ¦ 2024 ¦ 25 | UI ¦ PV Paired ¦ Customer Owned ¦ Residential Underserved ¦ Bids into FCM ¦ Residential ¦ 2024 ¦ 25 | 0 | FALSE
[55 empty] | 29 | Residential | UI ¦ PV Paired ¦ Customer Owned ¦ Residential Low Income ¦ Does Not Bid into FCM | 6 | 2024 | 25 | Residential ¦ 2024 ¦ 25 | UI ¦ PV Paired ¦ Customer Owned ¦ Residential Low Income ¦ Does Not Bid into FCM ¦ Residential ¦ 2024 ¦ 25 | 0 | FALSE
[55 empty] | 30 | Residential | UI ¦ PV Paired ¦ Customer Owned ¦ Residential Low Income ¦ Bids into FCM | 6 | 2024 | 25 | Residential ¦ 2024 ¦ 25 | UI ¦ PV Paired ¦ Customer Owned ¦ Residential Low Income ¦ Bids into FCM ¦ Residential ¦ 2024 ¦ 25 | 0 | FALSE
[55 empty] | 31 | Non-Residential | UI ¦ PV Paired ¦ Customer Owned ¦ Small C&I ¦ Does Not Bid into FCM | 6 | 2024 | 1000000 | Non-Residential ¦ 2024 ¦ 1000000 | UI ¦ PV Paired ¦ Customer Owned ¦ Small C&I ¦ Does Not Bid into FCM ¦ Non-Residential ¦ 2024 ¦ 1000000 | 0 | FALSE
[55 empty] | 32 | Non-Residential | UI ¦ PV Paired ¦ Customer Owned ¦ Small C&I ¦ Bids into FCM | 6 | 2024 | 1000000 | Non-Residential ¦ 2024 ¦ 1000000 | UI ¦ PV Paired ¦ Customer Owned ¦ Small C&I ¦ Bids into FCM ¦ Non-Residential ¦ 2024 ¦ 1000000 | 0 | FALSE
[55 empty] | 33 | Non-Residential | UI ¦ PV Paired ¦ Customer Owned ¦ Medium C&I ¦ Does Not Bid into FCM | 6 | 2024 | 1000000 | Non-Residential ¦ 2024 ¦ 1000000 | UI ¦ PV Paired ¦ Customer Owned ¦ Medium C&I ¦ Does Not Bid into FCM ¦ Non-Residential ¦ 2024 ¦ 1000000 | 0 | FALSE
[55 empty] | 34 | Non-Residential | UI ¦ PV Paired ¦ Customer Owned ¦ Medium C&I ¦ Bids into FCM | 6 | 2024 | 1000000 | Non-Residential ¦ 2024 ¦ 1000000 | UI ¦ PV Paired ¦ Customer Owned ¦ Medium C&I ¦ Bids into FCM ¦ Non-Residential ¦ 2024 ¦ 1000000 | 0 | FALSE
[55 empty] | 35 | Non-Residential | UI ¦ PV Paired ¦ Customer Owned ¦ Large C&I ¦ Does Not Bid into FCM | 6 | 2024 | 1000000 | Non-Residential ¦ 2024 ¦ 1000000 | UI ¦ PV Paired ¦ Customer Owned ¦ Large C&I ¦ Does Not Bid into FCM ¦ Non-Residential ¦ 2024 ¦ 1000000 | 0 | FALSE
[55 empty] | 36 | Non-Residential | UI ¦ PV Paired ¦ Customer Owned ¦ Large C&I ¦ Bids into FCM | 6 | 2024 | 1000000 | Non-Residential ¦ 2024 ¦ 1000000 | UI ¦ PV Paired ¦ Customer Owned ¦ Large C&I ¦ Bids into FCM ¦ Non-Residential ¦ 2024 ¦ 1000000 | 0 | FALSE
[55 empty] | 37 | Residential | UI ¦ Standalone ¦ Customer Owned ¦ Residential Non-LMI ¦ Does Not Bid into FCM | 6 | 2024 | 25 | Residential ¦ 2024 ¦ 25 | UI ¦ Standalone ¦ Customer Owned ¦ Residential Non-LMI ¦ Does Not Bid into FCM ¦ Residential ¦ 2024 ¦ 25 | 0.24 | TRUE
[55 empty] | 38 | Residential | UI ¦ Standalone ¦ Customer Owned ¦ Residential Non-LMI ¦ Bids into FCM | 6 | 2024 | 25 | Residential ¦ 2024 ¦ 25 | UI ¦ Standalone ¦ Customer Owned ¦ Residential Non-LMI ¦ Bids into FCM ¦ Residential ¦ 2024 ¦ 25 | 0.24 | TRUE
[55 empty] | 39 | Residential | UI ¦ Standalone ¦ Customer Owned ¦ Residential Underserved ¦ Does Not Bid into FCM | 6 | 2024 | 25 | Residential ¦ 2024 ¦ 25 | UI ¦ Standalone ¦ Customer Owned ¦ Residential Underserved ¦ Does Not Bid into FCM ¦ Residential ¦ 2024 ¦ 25 | 0.12 | TRUE
[55 empty] | 40 | Residential | UI ¦ Standalone ¦ Customer Owned ¦ Residential Underserved ¦ Bids into FCM | 6 | 2024 | 25 | Residential ¦ 2024 ¦ 25 | UI ¦ Standalone ¦ Customer Owned ¦ Residential Underserved ¦ Bids into FCM ¦ Residential ¦ 2024 ¦ 25 | 0.12 | TRUE
[55 empty] | 41 | Residential | UI ¦ Standalone ¦ Customer Owned ¦ Residential Low Income ¦ Does Not Bid into FCM | 6 | 2024 | 25 | Residential ¦ 2024 ¦ 25 | UI ¦ Standalone ¦ Customer Owned ¦ Residential Low Income ¦ Does Not Bid into FCM ¦ Residential ¦ 2024 ¦ 25 | 0.04 | TRUE
[55 empty] | 42 | Residential | UI ¦ Standalone ¦ Customer Owned ¦ Residential Low Income ¦ Bids into FCM | 6 | 2024 | 25 | Residential ¦ 2024 ¦ 25 | UI ¦ Standalone ¦ Customer Owned ¦ Residential Low Income ¦ Bids into FCM ¦ Residential ¦ 2024 ¦ 25 | 0.04 | TRUE
[55 empty] | 43 | Non-Residential | UI ¦ Standalone ¦ Customer Owned ¦ Small C&I ¦ Does Not Bid into FCM | 6 | 2024 | 1000000 | Non-Residential ¦ 2024 ¦ 1000000 | UI ¦ Standalone ¦ Customer Owned ¦ Small C&I ¦ Does Not Bid into FCM ¦ Non-Residential ¦ 2024 ¦ 1000000 | 0 | FALSE
[55 empty] | 44 | Non-Residential | UI ¦ Standalone ¦ Customer Owned ¦ Small C&I ¦ Bids into FCM | 6 | 2024 | 1000000 | Non-Residential ¦ 2024 ¦ 1000000 | UI ¦ Standalone ¦ Customer Owned ¦ Small C&I ¦ Bids into FCM ¦ Non-Residential ¦ 2024 ¦ 1000000 | 0 | FALSE
[55 empty] | 45 | Non-Residential | UI ¦ Standalone ¦ Customer Owned ¦ Medium C&I ¦ Does Not Bid into FCM | 6 | 2024 | 1000000 | Non-Residential ¦ 2024 ¦ 1000000 | UI ¦ Standalone ¦ Customer Owned ¦ Medium C&I ¦ Does Not Bid into FCM ¦ Non-Residential ¦ 2024 ¦ 1000000 | 0 | FALSE
[55 empty] | 46 | Non-Residential | UI ¦ Standalone ¦ Customer Owned ¦ Medium C&I ¦ Bids into FCM | 6 | 2024 | 1000000 | Non-Residential ¦ 2024 ¦ 1000000 | UI ¦ Standalone ¦ Customer Owned ¦ Medium C&I ¦ Bids into FCM ¦ Non-Residential ¦ 2024 ¦ 1000000 | 0 | FALSE
[55 empty] | 47 | Non-Residential | UI ¦ Standalone ¦ Customer Owned ¦ Large C&I ¦ Does Not Bid into FCM | 6 | 2024 | 1000000 | Non-Residential ¦ 2024 ¦ 1000000 | UI ¦ Standalone ¦ Customer Owned ¦ Large C&I ¦ Does Not Bid into FCM ¦ Non-Residential ¦ 2024 ¦ 1000000 | 0 | FALSE
[55 empty] | 48 | Non-Residential | UI ¦ Standalone ¦ Customer Owned ¦ Large C&I ¦ Bids into FCM | 6 | 2024 | 1000000 | Non-Residential ¦ 2024 ¦ 1000000 | UI ¦ Standalone ¦ Customer Owned ¦ Large C&I ¦ Bids into FCM ¦ Non-Residential ¦ 2024 ¦ 1000000 | 0 | FALSE
[55 empty] | 1 | Residential | Eversource ¦ PV Paired ¦ Customer Owned ¦ Residential Non-LMI ¦ Does Not Bid into FCM | 7 | 2022 | 50 | Residential ¦ 2022 ¦ 50 | Eversource ¦ PV Paired ¦ Customer Owned ¦ Residential Non-LMI ¦ Does Not Bid into FCM ¦ Residential ¦ 2022 ¦ 50 | 0 | FALSE
[55 empty] | 2 | Residential | Eversource ¦ PV Paired ¦ Customer Owned ¦ Residential Non-LMI ¦ Bids into FCM | 7 | 2022 | 50 | Residential ¦ 2022 ¦ 50 | Eversource ¦ PV Paired ¦ Customer Owned ¦ Residential Non-LMI ¦ Bids into FCM ¦ Residential ¦ 2022 ¦ 50 | 0 | FALSE
[55 empty] | 3 | Residential | Eversource ¦ PV Paired ¦ Customer Owned ¦ Residential Underserved ¦ Does Not Bid into FCM | 7 | 2022 | 50 | Residential ¦ 2022 ¦ 50 | Eversource ¦ PV Paired ¦ Customer Owned ¦ Residential Underserved ¦ Does Not Bid into FCM ¦ Residential ¦ 2022 ¦ 50 | 0 | FALSE
[55 empty] | 4 | Residential | Eversource ¦ PV Paired ¦ Customer Owned ¦ Residential Underserved ¦ Bids into FCM | 7 | 2022 | 50 | Residential ¦ 2022 ¦ 50 | Eversource ¦ PV Paired ¦ Customer Owned ¦ Residential Underserved ¦ Bids into FCM ¦ Residential ¦ 2022 ¦ 50 | 0 | FALSE
[55 empty] | 5 | Residential | Eversource ¦ PV Paired ¦ Customer Owned ¦ Residential Low Income ¦ Does Not Bid into FCM | 7 | 2022 | 50 | Residential ¦ 2022 ¦ 50 | Eversource ¦ PV Paired ¦ Customer Owned ¦ Residential Low Income ¦ Does Not Bid into FCM ¦ Residential ¦ 2022 ¦ 50 | 0 | FALSE
[55 empty] | 6 | Residential | Eversource ¦ PV Paired ¦ Customer Owned ¦ Residential Low Income ¦ Bids into FCM | 7 | 2022 | 50 | Residential ¦ 2022 ¦ 50 | Eversource ¦ PV Paired ¦ Customer Owned ¦ Residential Low Income ¦ Bids into FCM ¦ Residential ¦ 2022 ¦ 50 | 0 | FALSE
[55 empty] | 7 | Non-Residential | Eversource ¦ PV Paired ¦ Customer Owned ¦ Small C&I ¦ Does Not Bid into FCM | 7 | 2022 | 1000001 | Non-Residential ¦ 2022 ¦ 1000001 | Eversource ¦ PV Paired ¦ Customer Owned ¦ Small C&I ¦ Does Not Bid into FCM ¦ Non-Residential ¦ 2022 ¦ 1000001 | 0 | FALSE
[55 empty] | 8 | Non-Residential | Eversource ¦ PV Paired ¦ Customer Owned ¦ Small C&I ¦ Bids into FCM | 7 | 2022 | 1000001 | Non-Residential ¦ 2022 ¦ 1000001 | Eversource ¦ PV Paired ¦ Customer Owned ¦ Small C&I ¦ Bids into FCM ¦ Non-Residential ¦ 2022 ¦ 1000001 | 0 | FALSE
[55 empty] | 9 | Non-Residential | Eversource ¦ PV Paired ¦ Customer Owned ¦ Medium C&I ¦ Does Not Bid into FCM | 7 | 2022 | 1000001 | Non-Residential ¦ 2022 ¦ 1000001 | Eversource ¦ PV Paired ¦ Customer Owned ¦ Medium C&I ¦ Does Not Bid into FCM ¦ Non-Residential ¦ 2022 ¦ 1000001 | 0 | FALSE
[55 empty] | 10 | Non-Residential | Eversource ¦ PV Paired ¦ Customer Owned ¦ Medium C&I ¦ Bids into FCM | 7 | 2022 | 1000001 | Non-Residential ¦ 2022 ¦ 1000001 | Eversource ¦ PV Paired ¦ Customer Owned ¦ Medium C&I ¦ Bids into FCM ¦ Non-Residential ¦ 2022 ¦ 1000001 | 0 | FALSE
[55 empty] | 11 | Non-Residential | Eversource ¦ PV Paired ¦ Customer Owned ¦ Large C&I ¦ Does Not Bid into FCM | 7 | 2022 | 1000001 | Non-Residential ¦ 2022 ¦ 1000001 | Eversource ¦ PV Paired ¦ Customer Owned ¦ Large C&I ¦ Does Not Bid into FCM ¦ Non-Residential ¦ 2022 ¦ 1000001 | 0 | FALSE
[55 empty] | 12 | Non-Residential | Eversource ¦ PV Paired ¦ Customer Owned ¦ Large C&I ¦ Bids into FCM | 7 | 2022 | 1000001 | Non-Residential ¦ 2022 ¦ 1000001 | Eversource ¦ PV Paired ¦ Customer Owned ¦ Large C&I ¦ Bids into FCM ¦ Non-Residential ¦ 2022 ¦ 1000001 | 0 | FALSE
[55 empty] | 13 | Residential | Eversource ¦ Standalone ¦ Customer Owned ¦ Residential Non-LMI ¦ Does Not Bid into FCM | 7 | 2022 | 50 | Residential ¦ 2022 ¦ 50 | Eversource ¦ Standalone ¦ Customer Owned ¦ Residential Non-LMI ¦ Does Not Bid into FCM ¦ Residential ¦ 2022 ¦ 50 | 0 | FALSE
[55 empty] | 14 | Residential | Eversource ¦ Standalone ¦ Customer Owned ¦ Residential Non-LMI ¦ Bids into FCM | 7 | 2022 | 50 | Residential ¦ 2022 ¦ 50 | Eversource ¦ Standalone ¦ Customer Owned ¦ Residential Non-LMI ¦ Bids into FCM ¦ Residential ¦ 2022 ¦ 50 | 0 | FALSE
[55 empty] | 15 | Residential | Eversource ¦ Standalone ¦ Customer Owned ¦ Residential Underserved ¦ Does Not Bid into FCM | 7 | 2022 | 50 | Residential ¦ 2022 ¦ 50 | Eversource ¦ Standalone ¦ Customer Owned ¦ Residential Underserved ¦ Does Not Bid into FCM ¦ Residential ¦ 2022 ¦ 50 | 0 | FALSE
[55 empty] | 16 | Residential | Eversource ¦ Standalone ¦ Customer Owned ¦ Residential Underserved ¦ Bids into FCM | 7 | 2022 | 50 | Residential ¦ 2022 ¦ 50 | Eversource ¦ Standalone ¦ Customer Owned ¦ Residential Underserved ¦ Bids into FCM ¦ Residential ¦ 2022 ¦ 50 | 0 | FALSE
[55 empty] | 17 | Residential | Eversource ¦ Standalone ¦ Customer Owned ¦ Residential Low Income ¦ Does Not Bid into FCM | 7 | 2022 | 50 | Residential ¦ 2022 ¦ 50 | Eversource ¦ Standalone ¦ Customer Owned ¦ Residential Low Income ¦ Does Not Bid into FCM ¦ Residential ¦ 2022 ¦ 50 | 0 | FALSE
[55 empty] | 18 | Residential | Eversource ¦ Standalone ¦ Customer Owned ¦ Residential Low Income ¦ Bids into FCM | 7 | 2022 | 50 | Residential ¦ 2022 ¦ 50 | Eversource ¦ Standalone ¦ Customer Owned ¦ Residential Low Income ¦ Bids into FCM ¦ Residential ¦ 2022 ¦ 50 | 0 | FALSE
[55 empty] | 19 | Non-Residential | Eversource ¦ Standalone ¦ Customer Owned ¦ Small C&I ¦ Does Not Bid into FCM | 7 | 2022 | 1000001 | Non-Residential ¦ 2022 ¦ 1000001 | Eversource ¦ Standalone ¦ Customer Owned ¦ Small C&I ¦ Does Not Bid into FCM ¦ Non-Residential ¦ 2022 ¦ 1000001 | 0 | FALSE
[55 empty] | 20 | Non-Residential | Eversource ¦ Standalone ¦ Customer Owned ¦ Small C&I ¦ Bids into FCM | 7 | 2022 | 1000001 | Non-Residential ¦ 2022 ¦ 1000001 | Eversource ¦ Standalone ¦ Customer Owned ¦ Small C&I ¦ Bids into FCM ¦ Non-Residential ¦ 2022 ¦ 1000001 | 0 | FALSE
[55 empty] | 21 | Non-Residential | Eversource ¦ Standalone ¦ Customer Owned ¦ Medium C&I ¦ Does Not Bid into FCM | 7 | 2022 | 1000001 | Non-Residential ¦ 2022 ¦ 1000001 | Eversource ¦ Standalone ¦ Customer Owned ¦ Medium C&I ¦ Does Not Bid into FCM ¦ Non-Residential ¦ 2022 ¦ 1000001 | 0 | FALSE
[55 empty] | 22 | Non-Residential | Eversource ¦ Standalone ¦ Customer Owned ¦ Medium C&I ¦ Bids into FCM | 7 | 2022 | 1000001 | Non-Residential ¦ 2022 ¦ 1000001 | Eversource ¦ Standalone ¦ Customer Owned ¦ Medium C&I ¦ Bids into FCM ¦ Non-Residential ¦ 2022 ¦ 1000001 | 0 | FALSE
[55 empty] | 23 | Non-Residential | Eversource ¦ Standalone ¦ Customer Owned ¦ Large C&I ¦ Does Not Bid into FCM | 7 | 2022 | 1000001 | Non-Residential ¦ 2022 ¦ 1000001 | Eversource ¦ Standalone ¦ Customer Owned ¦ Large C&I ¦ Does Not Bid into FCM ¦ Non-Residential ¦ 2022 ¦ 1000001 | 0 | FALSE
[55 empty] | 24 | Non-Residential | Eversource ¦ Standalone ¦ Customer Owned ¦ Large C&I ¦ Bids into FCM | 7 | 2022 | 1000001 | Non-Residential ¦ 2022 ¦ 1000001 | Eversource ¦ Standalone ¦ Customer Owned ¦ Large C&I ¦ Bids into FCM ¦ Non-Residential ¦ 2022 ¦ 1000001 | 0 | FALSE
[55 empty] | 25 | Residential | UI ¦ PV Paired ¦ Customer Owned ¦ Residential Non-LMI ¦ Does Not Bid into FCM | 7 | 2022 | 50 | Residential ¦ 2022 ¦ 50 | UI ¦ PV Paired ¦ Customer Owned ¦ Residential Non-LMI ¦ Does Not Bid into FCM ¦ Residential ¦ 2022 ¦ 50 | 0 | FALSE
[55 empty] | 26 | Residential | UI ¦ PV Paired ¦ Customer Owned ¦ Residential Non-LMI ¦ Bids into FCM | 7 | 2022 | 50 | Residential ¦ 2022 ¦ 50 | UI ¦ PV Paired ¦ Customer Owned ¦ Residential Non-LMI ¦ Bids into FCM ¦ Residential ¦ 2022 ¦ 50 | 0 | FALSE
[55 empty] | 27 | Residential | UI ¦ PV Paired ¦ Customer Owned ¦ Residential Underserved ¦ Does Not Bid into FCM | 7 | 2022 | 50 | Residential ¦ 2022 ¦ 50 | UI ¦ PV Paired ¦ Customer Owned ¦ Residential Underserved ¦ Does Not Bid into FCM ¦ Residential ¦ 2022 ¦ 50 | 0 | FALSE
[55 empty] | 28 | Residential | UI ¦ PV Paired ¦ Customer Owned ¦ Residential Underserved ¦ Bids into FCM | 7 | 2022 | 50 | Residential ¦ 2022 ¦ 50 | UI ¦ PV Paired ¦ Customer Owned ¦ Residential Underserved ¦ Bids into FCM ¦ Residential ¦ 2022 ¦ 50 | 0 | FALSE
[55 empty] | 29 | Residential | UI ¦ PV Paired ¦ Customer Owned ¦ Residential Low Income ¦ Does Not Bid into FCM | 7 | 2022 | 50 | Residential ¦ 2022 ¦ 50 | UI ¦ PV Paired ¦ Customer Owned ¦ Residential Low Income ¦ Does Not Bid into FCM ¦ Residential ¦ 2022 ¦ 50 | 0 | FALSE
[55 empty] | 30 | Residential | UI ¦ PV Paired ¦ Customer Owned ¦ Residential Low Income ¦ Bids into FCM | 7 | 2022 | 50 | Residential ¦ 2022 ¦ 50 | UI ¦ PV Paired ¦ Customer Owned ¦ Residential Low Income ¦ Bids into FCM ¦ Residential ¦ 2022 ¦ 50 | 0 | FALSE
[55 empty] | 31 | Non-Residential | UI ¦ PV Paired ¦ Customer Owned ¦ Small C&I ¦ Does Not Bid into FCM | 7 | 2022 | 1000001 | Non-Residential ¦ 2022 ¦ 1000001 | UI ¦ PV Paired ¦ Customer Owned ¦ Small C&I ¦ Does Not Bid into FCM ¦ Non-Residential ¦ 2022 ¦ 1000001 | 0 | FALSE
[55 empty] | 32 | Non-Residential | UI ¦ PV Paired ¦ Customer Owned ¦ Small C&I ¦ Bids into FCM | 7 | 2022 | 1000001 | Non-Residential ¦ 2022 ¦ 1000001 | UI ¦ PV Paired ¦ Customer Owned ¦ Small C&I ¦ Bids into FCM ¦ Non-Residential ¦ 2022 ¦ 1000001 | 0 | FALSE
[55 empty] | 33 | Non-Residential | UI ¦ PV Paired ¦ Customer Owned ¦ Medium C&I ¦ Does Not Bid into FCM | 7 | 2022 | 1000001 | Non-Residential ¦ 2022 ¦ 1000001 | UI ¦ PV Paired ¦ Customer Owned ¦ Medium C&I ¦ Does Not Bid into FCM ¦ Non-Residential ¦ 2022 ¦ 1000001 | 0 | FALSE
[55 empty] | 34 | Non-Residential | UI ¦ PV Paired ¦ Customer Owned ¦ Medium C&I ¦ Bids into FCM | 7 | 2022 | 1000001 | Non-Residential ¦ 2022 ¦ 1000001 | UI ¦ PV Paired ¦ Customer Owned ¦ Medium C&I ¦ Bids into FCM ¦ Non-Residential ¦ 2022 ¦ 1000001 | 0 | FALSE
[55 empty] | 35 | Non-Residential | UI ¦ PV Paired ¦ Customer Owned ¦ Large C&I ¦ Does Not Bid into FCM | 7 | 2022 | 1000001 | Non-Residential ¦ 2022 ¦ 1000001 | UI ¦ PV Paired ¦ Customer Owned ¦ Large C&I ¦ Does Not Bid into FCM ¦ Non-Residential ¦ 2022 ¦ 1000001 | 0 | FALSE
[55 empty] | 36 | Non-Residential | UI ¦ PV Paired ¦ Customer Owned ¦ Large C&I ¦ Bids into FCM | 7 | 2022 | 1000001 | Non-Residential ¦ 2022 ¦ 1000001 | UI ¦ PV Paired ¦ Customer Owned ¦ Large C&I ¦ Bids into FCM ¦ Non-Residential ¦ 2022 ¦ 1000001 | 0 | FALSE
[55 empty] | 37 | Residential | UI ¦ Standalone ¦ Customer Owned ¦ Residential Non-LMI ¦ Does Not Bid into FCM | 7 | 2022 | 50 | Residential ¦ 2022 ¦ 50 | UI ¦ Standalone ¦ Customer Owned ¦ Residential Non-LMI ¦ Does Not Bid into FCM ¦ Residential ¦ 2022 ¦ 50 | 0 | FALSE
[55 empty] | 38 | Residential | UI ¦ Standalone ¦ Customer Owned ¦ Residential Non-LMI ¦ Bids into FCM | 7 | 2022 | 50 | Residential ¦ 2022 ¦ 50 | UI ¦ Standalone ¦ Customer Owned ¦ Residential Non-LMI ¦ Bids into FCM ¦ Residential ¦ 2022 ¦ 50 | 0 | FALSE
[55 empty] | 39 | Residential | UI ¦ Standalone ¦ Customer Owned ¦ Residential Underserved ¦ Does Not Bid into FCM | 7 | 2022 | 50 | Residential ¦ 2022 ¦ 50 | UI ¦ Standalone ¦ Customer Owned ¦ Residential Underserved ¦ Does Not Bid into FCM ¦ Residential ¦ 2022 ¦ 50 | 0 | FALSE
[55 empty] | 40 | Residential | UI ¦ Standalone ¦ Customer Owned ¦ Residential Underserved ¦ Bids into FCM | 7 | 2022 | 50 | Residential ¦ 2022 ¦ 50 | UI ¦ Standalone ¦ Customer Owned ¦ Residential Underserved ¦ Bids into FCM ¦ Residential ¦ 2022 ¦ 50 | 0 | FALSE
[55 empty] | 41 | Residential | UI ¦ Standalone ¦ Customer Owned ¦ Residential Low Income ¦ Does Not Bid into FCM | 7 | 2022 | 50 | Residential ¦ 2022 ¦ 50 | UI ¦ Standalone ¦ Customer Owned ¦ Residential Low Income ¦ Does Not Bid into FCM ¦ Residential ¦ 2022 ¦ 50 | 0 | FALSE
[55 empty] | 42 | Residential | UI ¦ Standalone ¦ Customer Owned ¦ Residential Low Income ¦ Bids into FCM | 7 | 2022 | 50 | Residential ¦ 2022 ¦ 50 | UI ¦ Standalone ¦ Customer Owned ¦ Residential Low Income ¦ Bids into FCM ¦ Residential ¦ 2022 ¦ 50 | 0 | FALSE
[55 empty] | 43 | Non-Residential | UI ¦ Standalone ¦ Customer Owned ¦ Small C&I ¦ Does Not Bid into FCM | 7 | 2022 | 1000001 | Non-Residential ¦ 2022 ¦ 1000001 | UI ¦ Standalone ¦ Customer Owned ¦ Small C&I ¦ Does Not Bid into FCM ¦ Non-Residential ¦ 2022 ¦ 1000001 | 0 | FALSE
[55 empty] | 44 | Non-Residential | UI ¦ Standalone ¦ Customer Owned ¦ Small C&I ¦ Bids into FCM | 7 | 2022 | 1000001 | Non-Residential ¦ 2022 ¦ 1000001 | UI ¦ Standalone ¦ Customer Owned ¦ Small C&I ¦ Bids into FCM ¦ Non-Residential ¦ 2022 ¦ 1000001 | 0 | FALSE
[55 empty] | 45 | Non-Residential | UI ¦ Standalone ¦ Customer Owned ¦ Medium C&I ¦ Does Not Bid into FCM | 7 | 2022 | 1000001 | Non-Residential ¦ 2022 ¦ 1000001 | UI ¦ Standalone ¦ Customer Owned ¦ Medium C&I ¦ Does Not Bid into FCM ¦ Non-Residential ¦ 2022 ¦ 1000001 | 0 | FALSE
[55 empty] | 46 | Non-Residential | UI ¦ Standalone ¦ Customer Owned ¦ Medium C&I ¦ Bids into FCM | 7 | 2022 | 1000001 | Non-Residential ¦ 2022 ¦ 1000001 | UI ¦ Standalone ¦ Customer Owned ¦ Medium C&I ¦ Bids into FCM ¦ Non-Residential ¦ 2022 ¦ 1000001 | 0 | FALSE
[55 empty] | 47 | Non-Residential | UI ¦ Standalone ¦ Customer Owned ¦ Large C&I ¦ Does Not Bid into FCM | 7 | 2022 | 1000001 | Non-Residential ¦ 2022 ¦ 1000001 | UI ¦ Standalone ¦ Customer Owned ¦ Large C&I ¦ Does Not Bid into FCM ¦ Non-Residential ¦ 2022 ¦ 1000001 | 0 | FALSE
[55 empty] | 48 | Non-Residential | UI ¦ Standalone ¦ Customer Owned ¦ Large C&I ¦ Bids into FCM | 7 | 2022 | 1000001 | Non-Residential ¦ 2022 ¦ 1000001 | UI ¦ Standalone ¦ Customer Owned ¦ Large C&I ¦ Bids into FCM ¦ Non-Residential ¦ 2022 ¦ 1000001 | 0 | FALSE
[55 empty] | 1 | Residential | Eversource ¦ PV Paired ¦ Customer Owned ¦ Residential Non-LMI ¦ Does Not Bid into FCM | 8 | 2023 | 50 | Residential ¦ 2023 ¦ 50 | Eversource ¦ PV Paired ¦ Customer Owned ¦ Residential Non-LMI ¦ Does Not Bid into FCM ¦ Residential ¦ 2023 ¦ 50 | 0 | FALSE
[55 empty] | 2 | Residential | Eversource ¦ PV Paired ¦ Customer Owned ¦ Residential Non-LMI ¦ Bids into FCM | 8 | 2023 | 50 | Residential ¦ 2023 ¦ 50 | Eversource ¦ PV Paired ¦ Customer Owned ¦ Residential Non-LMI ¦ Bids into FCM ¦ Residential ¦ 2023 ¦ 50 | 0 | FALSE
[55 empty] | 3 | Residential | Eversource ¦ PV Paired ¦ Customer Owned ¦ Residential Underserved ¦ Does Not Bid into FCM | 8 | 2023 | 50 | Residential ¦ 2023 ¦ 50 | Eversource ¦ PV Paired ¦ Customer Owned ¦ Residential Underserved ¦ Does Not Bid into FCM ¦ Residential ¦ 2023 ¦ 50 | 0 | FALSE
[55 empty] | 4 | Residential | Eversource ¦ PV Paired ¦ Customer Owned ¦ Residential Underserved ¦ Bids into FCM | 8 | 2023 | 50 | Residential ¦ 2023 ¦ 50 | Eversource ¦ PV Paired ¦ Customer Owned ¦ Residential Underserved ¦ Bids into FCM ¦ Residential ¦ 2023 ¦ 50 | 0 | FALSE
[55 empty] | 5 | Residential | Eversource ¦ PV Paired ¦ Customer Owned ¦ Residential Low Income ¦ Does Not Bid into FCM | 8 | 2023 | 50 | Residential ¦ 2023 ¦ 50 | Eversource ¦ PV Paired ¦ Customer Owned ¦ Residential Low Income ¦ Does Not Bid into FCM ¦ Residential ¦ 2023 ¦ 50 | 0 | FALSE
[55 empty] | 6 | Residential | Eversource ¦ PV Paired ¦ Customer Owned ¦ Residential Low Income ¦ Bids into FCM | 8 | 2023 | 50 | Residential ¦ 2023 ¦ 50 | Eversource ¦ PV Paired ¦ Customer Owned ¦ Residential Low Income ¦ Bids into FCM ¦ Residential ¦ 2023 ¦ 50 | 0 | FALSE
[55 empty] | 7 | Non-Residential | Eversource ¦ PV Paired ¦ Customer Owned ¦ Small C&I ¦ Does Not Bid into FCM | 8 | 2023 | 1000001 | Non-Residential ¦ 2023 ¦ 1000001 | Eversource ¦ PV Paired ¦ Customer Owned ¦ Small C&I ¦ Does Not Bid into FCM ¦ Non-Residential ¦ 2023 ¦ 1000001 | 0 | FALSE
[55 empty] | 8 | Non-Residential | Eversource ¦ PV Paired ¦ Customer Owned ¦ Small C&I ¦ Bids into FCM | 8 | 2023 | 1000001 | Non-Residential ¦ 2023 ¦ 1000001 | Eversource ¦ PV Paired ¦ Customer Owned ¦ Small C&I ¦ Bids into FCM ¦ Non-Residential ¦ 2023 ¦ 1000001 | 0 | FALSE
[55 empty] | 9 | Non-Residential | Eversource ¦ PV Paired ¦ Customer Owned ¦ Medium C&I ¦ Does Not Bid into FCM | 8 | 2023 | 1000001 | Non-Residential ¦ 2023 ¦ 1000001 | Eversource ¦ PV Paired ¦ Customer Owned ¦ Medium C&I ¦ Does Not Bid into FCM ¦ Non-Residential ¦ 2023 ¦ 1000001 | 0 | FALSE
[55 empty] | 10 | Non-Residential | Eversource ¦ PV Paired ¦ Customer Owned ¦ Medium C&I ¦ Bids into FCM | 8 | 2023 | 1000001 | Non-Residential ¦ 2023 ¦ 1000001 | Eversource ¦ PV Paired ¦ Customer Owned ¦ Medium C&I ¦ Bids into FCM ¦ Non-Residential ¦ 2023 ¦ 1000001 | 0 | FALSE
[55 empty] | 11 | Non-Residential | Eversource ¦ PV Paired ¦ Customer Owned ¦ Large C&I ¦ Does Not Bid into FCM | 8 | 2023 | 1000001 | Non-Residential ¦ 2023 ¦ 1000001 | Eversource ¦ PV Paired ¦ Customer Owned ¦ Large C&I ¦ Does Not Bid into FCM ¦ Non-Residential ¦ 2023 ¦ 1000001 | 0 | FALSE
[55 empty] | 12 | Non-Residential | Eversource ¦ PV Paired ¦ Customer Owned ¦ Large C&I ¦ Bids into FCM | 8 | 2023 | 1000001 | Non-Residential ¦ 2023 ¦ 1000001 | Eversource ¦ PV Paired ¦ Customer Owned ¦ Large C&I ¦ Bids into FCM ¦ Non-Residential ¦ 2023 ¦ 1000001 | 0 | FALSE
[55 empty] | 13 | Residential | Eversource ¦ Standalone ¦ Customer Owned ¦ Residential Non-LMI ¦ Does Not Bid into FCM | 8 | 2023 | 50 | Residential ¦ 2023 ¦ 50 | Eversource ¦ Standalone ¦ Customer Owned ¦ Residential Non-LMI ¦ Does Not Bid into FCM ¦ Residential ¦ 2023 ¦ 50 | 0 | FALSE
[55 empty] | 14 | Residential | Eversource ¦ Standalone ¦ Customer Owned ¦ Residential Non-LMI ¦ Bids into FCM | 8 | 2023 | 50 | Residential ¦ 2023 ¦ 50 | Eversource ¦ Standalone ¦ Customer Owned ¦ Residential Non-LMI ¦ Bids into FCM ¦ Residential ¦ 2023 ¦ 50 | 0 | FALSE
[55 empty] | 15 | Residential | Eversource ¦ Standalone ¦ Customer Owned ¦ Residential Underserved ¦ Does Not Bid into FCM | 8 | 2023 | 50 | Residential ¦ 2023 ¦ 50 | Eversource ¦ Standalone ¦ Customer Owned ¦ Residential Underserved ¦ Does Not Bid into FCM ¦ Residential ¦ 2023 ¦ 50 | 0 | FALSE
[55 empty] | 16 | Residential | Eversource ¦ Standalone ¦ Customer Owned ¦ Residential Underserved ¦ Bids into FCM | 8 | 2023 | 50 | Residential ¦ 2023 ¦ 50 | Eversource ¦ Standalone ¦ Customer Owned ¦ Residential Underserved ¦ Bids into FCM ¦ Residential ¦ 2023 ¦ 50 | 0 | FALSE
[55 empty] | 17 | Residential | Eversource ¦ Standalone ¦ Customer Owned ¦ Residential Low Income ¦ Does Not Bid into FCM | 8 | 2023 | 50 | Residential ¦ 2023 ¦ 50 | Eversource ¦ Standalone ¦ Customer Owned ¦ Residential Low Income ¦ Does Not Bid into FCM ¦ Residential ¦ 2023 ¦ 50 | 0 | FALSE
[55 empty] | 18 | Residential | Eversource ¦ Standalone ¦ Customer Owned ¦ Residential Low Income ¦ Bids into FCM | 8 | 2023 | 50 | Residential ¦ 2023 ¦ 50 | Eversource ¦ Standalone ¦ Customer Owned ¦ Residential Low Income ¦ Bids into FCM ¦ Residential ¦ 2023 ¦ 50 | 0 | FALSE
[55 empty] | 19 | Non-Residential | Eversource ¦ Standalone ¦ Customer Owned ¦ Small C&I ¦ Does Not Bid into FCM | 8 | 2023 | 1000001 | Non-Residential ¦ 2023 ¦ 1000001 | Eversource ¦ Standalone ¦ Customer Owned ¦ Small C&I ¦ Does Not Bid into FCM ¦ Non-Residential ¦ 2023 ¦ 1000001 | 0 | FALSE
[55 empty] | 20 | Non-Residential | Eversource ¦ Standalone ¦ Customer Owned ¦ Small C&I ¦ Bids into FCM | 8 | 2023 | 1000001 | Non-Residential ¦ 2023 ¦ 1000001 | Eversource ¦ Standalone ¦ Customer Owned ¦ Small C&I ¦ Bids into FCM ¦ Non-Residential ¦ 2023 ¦ 1000001 | 0 | FALSE
[55 empty] | 21 | Non-Residential | Eversource ¦ Standalone ¦ Customer Owned ¦ Medium C&I ¦ Does Not Bid into FCM | 8 | 2023 | 1000001 | Non-Residential ¦ 2023 ¦ 1000001 | Eversource ¦ Standalone ¦ Customer Owned ¦ Medium C&I ¦ Does Not Bid into FCM ¦ Non-Residential ¦ 2023 ¦ 1000001 | 0 | FALSE
[55 empty] | 22 | Non-Residential | Eversource ¦ Standalone ¦ Customer Owned ¦ Medium C&I ¦ Bids into FCM | 8 | 2023 | 1000001 | Non-Residential ¦ 2023 ¦ 1000001 | Eversource ¦ Standalone ¦ Customer Owned ¦ Medium C&I ¦ Bids into FCM ¦ Non-Residential ¦ 2023 ¦ 1000001 | 0 | FALSE
[55 empty] | 23 | Non-Residential | Eversource ¦ Standalone ¦ Customer Owned ¦ Large C&I ¦ Does Not Bid into FCM | 8 | 2023 | 1000001 | Non-Residential ¦ 2023 ¦ 1000001 | Eversource ¦ Standalone ¦ Customer Owned ¦ Large C&I ¦ Does Not Bid into FCM ¦ Non-Residential ¦ 2023 ¦ 1000001 | 0 | FALSE
[55 empty] | 24 | Non-Residential | Eversource ¦ Standalone ¦ Customer Owned ¦ Large C&I ¦ Bids into FCM | 8 | 2023 | 1000001 | Non-Residential ¦ 2023 ¦ 1000001 | Eversource ¦ Standalone ¦ Customer Owned ¦ Large C&I ¦ Bids into FCM ¦ Non-Residential ¦ 2023 ¦ 1000001 | 0 | FALSE
[55 empty] | 25 | Residential | UI ¦ PV Paired ¦ Customer Owned ¦ Residential Non-LMI ¦ Does Not Bid into FCM | 8 | 2023 | 50 | Residential ¦ 2023 ¦ 50 | UI ¦ PV Paired ¦ Customer Owned ¦ Residential Non-LMI ¦ Does Not Bid into FCM ¦ Residential ¦ 2023 ¦ 50 | 0 | FALSE
[55 empty] | 26 | Residential | UI ¦ PV Paired ¦ Customer Owned ¦ Residential Non-LMI ¦ Bids into FCM | 8 | 2023 | 50 | Residential ¦ 2023 ¦ 50 | UI ¦ PV Paired ¦ Customer Owned ¦ Residential Non-LMI ¦ Bids into FCM ¦ Residential ¦ 2023 ¦ 50 | 0 | FALSE
[55 empty] | 27 | Residential | UI ¦ PV Paired ¦ Customer Owned ¦ Residential Underserved ¦ Does Not Bid into FCM | 8 | 2023 | 50 | Residential ¦ 2023 ¦ 50 | UI ¦ PV Paired ¦ Customer Owned ¦ Residential Underserved ¦ Does Not Bid into FCM ¦ Residential ¦ 2023 ¦ 50 | 0 | FALSE
[55 empty] | 28 | Residential | UI ¦ PV Paired ¦ Customer Owned ¦ Residential Underserved ¦ Bids into FCM | 8 | 2023 | 50 | Residential ¦ 2023 ¦ 50 | UI ¦ PV Paired ¦ Customer Owned ¦ Residential Underserved ¦ Bids into FCM ¦ Residential ¦ 2023 ¦ 50 | 0 | FALSE
[55 empty] | 29 | Residential | UI ¦ PV Paired ¦ Customer Owned ¦ Residential Low Income ¦ Does Not Bid into FCM | 8 | 2023 | 50 | Residential ¦ 2023 ¦ 50 | UI ¦ PV Paired ¦ Customer Owned ¦ Residential Low Income ¦ Does Not Bid into FCM ¦ Residential ¦ 2023 ¦ 50 | 0 | FALSE
[55 empty] | 30 | Residential | UI ¦ PV Paired ¦ Customer Owned ¦ Residential Low Income ¦ Bids into FCM | 8 | 2023 | 50 | Residential ¦ 2023 ¦ 50 | UI ¦ PV Paired ¦ Customer Owned ¦ Residential Low Income ¦ Bids into FCM ¦ Residential ¦ 2023 ¦ 50 | 0 | FALSE
[55 empty] | 31 | Non-Residential | UI ¦ PV Paired ¦ Customer Owned ¦ Small C&I ¦ Does Not Bid into FCM | 8 | 2023 | 1000001 | Non-Residential ¦ 2023 ¦ 1000001 | UI ¦ PV Paired ¦ Customer Owned ¦ Small C&I ¦ Does Not Bid into FCM ¦ Non-Residential ¦ 2023 ¦ 1000001 | 0 | FALSE
[55 empty] | 32 | Non-Residential | UI ¦ PV Paired ¦ Customer Owned ¦ Small C&I ¦ Bids into FCM | 8 | 2023 | 1000001 | Non-Residential ¦ 2023 ¦ 1000001 | UI ¦ PV Paired ¦ Customer Owned ¦ Small C&I ¦ Bids into FCM ¦ Non-Residential ¦ 2023 ¦ 1000001 | 0 | FALSE
[55 empty] | 33 | Non-Residential | UI ¦ PV Paired ¦ Customer Owned ¦ Medium C&I ¦ Does Not Bid into FCM | 8 | 2023 | 1000001 | Non-Residential ¦ 2023 ¦ 1000001 | UI ¦ PV Paired ¦ Customer Owned ¦ Medium C&I ¦ Does Not Bid into FCM ¦ Non-Residential ¦ 2023 ¦ 1000001 | 0 | FALSE
[55 empty] | 34 | Non-Residential | UI ¦ PV Paired ¦ Customer Owned ¦ Medium C&I ¦ Bids into FCM | 8 | 2023 | 1000001 | Non-Residential ¦ 2023 ¦ 1000001 | UI ¦ PV Paired ¦ Customer Owned ¦ Medium C&I ¦ Bids into FCM ¦ Non-Residential ¦ 2023 ¦ 1000001 | 0 | FALSE
[55 empty] | 35 | Non-Residential | UI ¦ PV Paired ¦ Customer Owned ¦ Large C&I ¦ Does Not Bid into FCM | 8 | 2023 | 1000001 | Non-Residential ¦ 2023 ¦ 1000001 | UI ¦ PV Paired ¦ Customer Owned ¦ Large C&I ¦ Does Not Bid into FCM ¦ Non-Residential ¦ 2023 ¦ 1000001 | 0 | FALSE
[55 empty] | 36 | Non-Residential | UI ¦ PV Paired ¦ Customer Owned ¦ Large C&I ¦ Bids into FCM | 8 | 2023 | 1000001 | Non-Residential ¦ 2023 ¦ 1000001 | UI ¦ PV Paired ¦ Customer Owned ¦ Large C&I ¦ Bids into FCM ¦ Non-Residential ¦ 2023 ¦ 1000001 | 0 | FALSE
[55 empty] | 37 | Residential | UI ¦ Standalone ¦ Customer Owned ¦ Residential Non-LMI ¦ Does Not Bid into FCM | 8 | 2023 | 50 | Residential ¦ 2023 ¦ 50 | UI ¦ Standalone ¦ Customer Owned ¦ Residential Non-LMI ¦ Does Not Bid into FCM ¦ Residential ¦ 2023 ¦ 50 | 0 | FALSE
[55 empty] | 38 | Residential | UI ¦ Standalone ¦ Customer Owned ¦ Residential Non-LMI ¦ Bids into FCM | 8 | 2023 | 50 | Residential ¦ 2023 ¦ 50 | UI ¦ Standalone ¦ Customer Owned ¦ Residential Non-LMI ¦ Bids into FCM ¦ Residential ¦ 2023 ¦ 50 | 0 | FALSE
[55 empty] | 39 | Residential | UI ¦ Standalone ¦ Customer Owned ¦ Residential Underserved ¦ Does Not Bid into FCM | 8 | 2023 | 50 | Residential ¦ 2023 ¦ 50 | UI ¦ Standalone ¦ Customer Owned ¦ Residential Underserved ¦ Does Not Bid into FCM ¦ Residential ¦ 2023 ¦ 50 | 0 | FALSE
[55 empty] | 40 | Residential | UI ¦ Standalone ¦ Customer Owned ¦ Residential Underserved ¦ Bids into FCM | 8 | 2023 | 50 | Residential ¦ 2023 ¦ 50 | UI ¦ Standalone ¦ Customer Owned ¦ Residential Underserved ¦ Bids into FCM ¦ Residential ¦ 2023 ¦ 50 | 0 | FALSE
[55 empty] | 41 | Residential | UI ¦ Standalone ¦ Customer Owned ¦ Residential Low Income ¦ Does Not Bid into FCM | 8 | 2023 | 50 | Residential ¦ 2023 ¦ 50 | UI ¦ Standalone ¦ Customer Owned ¦ Residential Low Income ¦ Does Not Bid into FCM ¦ Residential ¦ 2023 ¦ 50 | 0 | FALSE
[55 empty] | 42 | Residential | UI ¦ Standalone ¦ Customer Owned ¦ Residential Low Income ¦ Bids into FCM | 8 | 2023 | 50 | Residential ¦ 2023 ¦ 50 | UI ¦ Standalone ¦ Customer Owned ¦ Residential Low Income ¦ Bids into FCM ¦ Residential ¦ 2023 ¦ 50 | 0 | FALSE
[55 empty] | 43 | Non-Residential | UI ¦ Standalone ¦ Customer Owned ¦ Small C&I ¦ Does Not Bid into FCM | 8 | 2023 | 1000001 | Non-Residential ¦ 2023 ¦ 1000001 | UI ¦ Standalone ¦ Customer Owned ¦ Small C&I ¦ Does Not Bid into FCM ¦ Non-Residential ¦ 2023 ¦ 1000001 | 0 | FALSE
[55 empty] | 44 | Non-Residential | UI ¦ Standalone ¦ Customer Owned ¦ Small C&I ¦ Bids into FCM | 8 | 2023 | 1000001 | Non-Residential ¦ 2023 ¦ 1000001 | UI ¦ Standalone ¦ Customer Owned ¦ Small C&I ¦ Bids into FCM ¦ Non-Residential ¦ 2023 ¦ 1000001 | 0 | FALSE
[55 empty] | 45 | Non-Residential | UI ¦ Standalone ¦ Customer Owned ¦ Medium C&I ¦ Does Not Bid into FCM | 8 | 2023 | 1000001 | Non-Residential ¦ 2023 ¦ 1000001 | UI ¦ Standalone ¦ Customer Owned ¦ Medium C&I ¦ Does Not Bid into FCM ¦ Non-Residential ¦ 2023 ¦ 1000001 | 0 | FALSE
[55 empty] | 46 | Non-Residential | UI ¦ Standalone ¦ Customer Owned ¦ Medium C&I ¦ Bids into FCM | 8 | 2023 | 1000001 | Non-Residential ¦ 2023 ¦ 1000001 | UI ¦ Standalone ¦ Customer Owned ¦ Medium C&I ¦ Bids into FCM ¦ Non-Residential ¦ 2023 ¦ 1000001 | 0 | FALSE
[55 empty] | 47 | Non-Residential | UI ¦ Standalone ¦ Customer Owned ¦ Large C&I ¦ Does Not Bid into FCM | 8 | 2023 | 1000001 | Non-Residential ¦ 2023 ¦ 1000001 | UI ¦ Standalone ¦ Customer Owned ¦ Large C&I ¦ Does Not Bid into FCM ¦ Non-Residential ¦ 2023 ¦ 1000001 | 0 | FALSE
[55 empty] | 48 | Non-Residential | UI ¦ Standalone ¦ Customer Owned ¦ Large C&I ¦ Bids into FCM | 8 | 2023 | 1000001 | Non-Residential ¦ 2023 ¦ 1000001 | UI ¦ Standalone ¦ Customer Owned ¦ Large C&I ¦ Bids into FCM ¦ Non-Residential ¦ 2023 ¦ 1000001 | 0 | FALSE
[55 empty] | 1 | Residential | Eversource ¦ PV Paired ¦ Customer Owned ¦ Residential Non-LMI ¦ Does Not Bid into FCM | 9 | 2024 | 50 | Residential ¦ 2024 ¦ 50 | Eversource ¦ PV Paired ¦ Customer Owned ¦ Residential Non-LMI ¦ Does Not Bid into FCM ¦ Residential ¦ 2024 ¦ 50 | 0 | FALSE
[55 empty] | 2 | Residential | Eversource ¦ PV Paired ¦ Customer Owned ¦ Residential Non-LMI ¦ Bids into FCM | 9 | 2024 | 50 | Residential ¦ 2024 ¦ 50 | Eversource ¦ PV Paired ¦ Customer Owned ¦ Residential Non-LMI ¦ Bids into FCM ¦ Residential ¦ 2024 ¦ 50 | 0 | FALSE
[55 empty] | 3 | Residential | Eversource ¦ PV Paired ¦ Customer Owned ¦ Residential Underserved ¦ Does Not Bid into FCM | 9 | 2024 | 50 | Residential ¦ 2024 ¦ 50 | Eversource ¦ PV Paired ¦ Customer Owned ¦ Residential Underserved ¦ Does Not Bid into FCM ¦ Residential ¦ 2024 ¦ 50 | 0 | FALSE
[55 empty] | 4 | Residential | Eversource ¦ PV Paired ¦ Customer Owned ¦ Residential Underserved ¦ Bids into FCM | 9 | 2024 | 50 | Residential ¦ 2024 ¦ 50 | Eversource ¦ PV Paired ¦ Customer Owned ¦ Residential Underserved ¦ Bids into FCM ¦ Residential ¦ 2024 ¦ 50 | 0 | FALSE
[55 empty] | 5 | Residential | Eversource ¦ PV Paired ¦ Customer Owned ¦ Residential Low Income ¦ Does Not Bid into FCM | 9 | 2024 | 50 | Residential ¦ 2024 ¦ 50 | Eversource ¦ PV Paired ¦ Customer Owned ¦ Residential Low Income ¦ Does Not Bid into FCM ¦ Residential ¦ 2024 ¦ 50 | 0 | FALSE
[55 empty] | 6 | Residential | Eversource ¦ PV Paired ¦ Customer Owned ¦ Residential Low Income ¦ Bids into FCM | 9 | 2024 | 50 | Residential ¦ 2024 ¦ 50 | Eversource ¦ PV Paired ¦ Customer Owned ¦ Residential Low Income ¦ Bids into FCM ¦ Residential ¦ 2024 ¦ 50 | 0 | FALSE
[55 empty] | 7 | Non-Residential | Eversource ¦ PV Paired ¦ Customer Owned ¦ Small C&I ¦ Does Not Bid into FCM | 9 | 2024 | 1000001 | Non-Residential ¦ 2024 ¦ 1000001 | Eversource ¦ PV Paired ¦ Customer Owned ¦ Small C&I ¦ Does Not Bid into FCM ¦ Non-Residential ¦ 2024 ¦ 1000001 | 0 | FALSE
[55 empty] | 8 | Non-Residential | Eversource ¦ PV Paired ¦ Customer Owned ¦ Small C&I ¦ Bids into FCM | 9 | 2024 | 1000001 | Non-Residential ¦ 2024 ¦ 1000001 | Eversource ¦ PV Paired ¦ Customer Owned ¦ Small C&I ¦ Bids into FCM ¦ Non-Residential ¦ 2024 ¦ 1000001 | 0 | FALSE
[55 empty] | 9 | Non-Residential | Eversource ¦ PV Paired ¦ Customer Owned ¦ Medium C&I ¦ Does Not Bid into FCM | 9 | 2024 | 1000001 | Non-Residential ¦ 2024 ¦ 1000001 | Eversource ¦ PV Paired ¦ Customer Owned ¦ Medium C&I ¦ Does Not Bid into FCM ¦ Non-Residential ¦ 2024 ¦ 1000001 | 0 | FALSE
[55 empty] | 10 | Non-Residential | Eversource ¦ PV Paired ¦ Customer Owned ¦ Medium C&I ¦ Bids into FCM | 9 | 2024 | 1000001 | Non-Residential ¦ 2024 ¦ 1000001 | Eversource ¦ PV Paired ¦ Customer Owned ¦ Medium C&I ¦ Bids into FCM ¦ Non-Residential ¦ 2024 ¦ 1000001 | 0 | FALSE
[55 empty] | 11 | Non-Residential | Eversource ¦ PV Paired ¦ Customer Owned ¦ Large C&I ¦ Does Not Bid into FCM | 9 | 2024 | 1000001 | Non-Residential ¦ 2024 ¦ 1000001 | Eversource ¦ PV Paired ¦ Customer Owned ¦ Large C&I ¦ Does Not Bid into FCM ¦ Non-Residential ¦ 2024 ¦ 1000001 | 0 | FALSE
[55 empty] | 12 | Non-Residential | Eversource ¦ PV Paired ¦ Customer Owned ¦ Large C&I ¦ Bids into FCM | 9 | 2024 | 1000001 | Non-Residential ¦ 2024 ¦ 1000001 | Eversource ¦ PV Paired ¦ Customer Owned ¦ Large C&I ¦ Bids into FCM ¦ Non-Residential ¦ 2024 ¦ 1000001 | 0 | FALSE
[55 empty] | 13 | Residential | Eversource ¦ Standalone ¦ Customer Owned ¦ Residential Non-LMI ¦ Does Not Bid into FCM | 9 | 2024 | 50 | Residential ¦ 2024 ¦ 50 | Eversource ¦ Standalone ¦ Customer Owned ¦ Residential Non-LMI ¦ Does Not Bid into FCM ¦ Residential ¦ 2024 ¦ 50 | 6 | TRUE
[55 empty] | 14 | Residential | Eversource ¦ Standalone ¦ Customer Owned ¦ Residential Non-LMI ¦ Bids into FCM | 9 | 2024 | 50 | Residential ¦ 2024 ¦ 50 | Eversource ¦ Standalone ¦ Customer Owned ¦ Residential Non-LMI ¦ Bids into FCM ¦ Residential ¦ 2024 ¦ 50 | 6 | TRUE
[55 empty] | 15 | Residential | Eversource ¦ Standalone ¦ Customer Owned ¦ Residential Underserved ¦ Does Not Bid into FCM | 9 | 2024 | 50 | Residential ¦ 2024 ¦ 50 | Eversource ¦ Standalone ¦ Customer Owned ¦ Residential Underserved ¦ Does Not Bid into FCM ¦ Residential ¦ 2024 ¦ 50 | 3 | TRUE
[55 empty] | 16 | Residential | Eversource ¦ Standalone ¦ Customer Owned ¦ Residential Underserved ¦ Bids into FCM | 9 | 2024 | 50 | Residential ¦ 2024 ¦ 50 | Eversource ¦ Standalone ¦ Customer Owned ¦ Residential Underserved ¦ Bids into FCM ¦ Residential ¦ 2024 ¦ 50 | 3 | TRUE
[55 empty] | 17 | Residential | Eversource ¦ Standalone ¦ Customer Owned ¦ Residential Low Income ¦ Does Not Bid into FCM | 9 | 2024 | 50 | Residential ¦ 2024 ¦ 50 | Eversource ¦ Standalone ¦ Customer Owned ¦ Residential Low Income ¦ Does Not Bid into FCM ¦ Residential ¦ 2024 ¦ 50 | 1 | TRUE
[55 empty] | 18 | Residential | Eversource ¦ Standalone ¦ Customer Owned ¦ Residential Low Income ¦ Bids into FCM | 9 | 2024 | 50 | Residential ¦ 2024 ¦ 50 | Eversource ¦ Standalone ¦ Customer Owned ¦ Residential Low Income ¦ Bids into FCM ¦ Residential ¦ 2024 ¦ 50 | 1 | TRUE
[55 empty] | 19 | Non-Residential | Eversource ¦ Standalone ¦ Customer Owned ¦ Small C&I ¦ Does Not Bid into FCM | 9 | 2024 | 1000001 | Non-Residential ¦ 2024 ¦ 1000001 | Eversource ¦ Standalone ¦ Customer Owned ¦ Small C&I ¦ Does Not Bid into FCM ¦ Non-Residential ¦ 2024 ¦ 1000001 | 0 | FALSE
[55 empty] | 20 | Non-Residential | Eversource ¦ Standalone ¦ Customer Owned ¦ Small C&I ¦ Bids into FCM | 9 | 2024 | 1000001 | Non-Residential ¦ 2024 ¦ 1000001 | Eversource ¦ Standalone ¦ Customer Owned ¦ Small C&I ¦ Bids into FCM ¦ Non-Residential ¦ 2024 ¦ 1000001 | 0 | FALSE
[55 empty] | 21 | Non-Residential | Eversource ¦ Standalone ¦ Customer Owned ¦ Medium C&I ¦ Does Not Bid into FCM | 9 | 2024 | 1000001 | Non-Residential ¦ 2024 ¦ 1000001 | Eversource ¦ Standalone ¦ Customer Owned ¦ Medium C&I ¦ Does Not Bid into FCM ¦ Non-Residential ¦ 2024 ¦ 1000001 | 0 | FALSE
[55 empty] | 22 | Non-Residential | Eversource ¦ Standalone ¦ Customer Owned ¦ Medium C&I ¦ Bids into FCM | 9 | 2024 | 1000001 | Non-Residential ¦ 2024 ¦ 1000001 | Eversource ¦ Standalone ¦ Customer Owned ¦ Medium C&I ¦ Bids into FCM ¦ Non-Residential ¦ 2024 ¦ 1000001 | 0 | FALSE
[55 empty] | 23 | Non-Residential | Eversource ¦ Standalone ¦ Customer Owned ¦ Large C&I ¦ Does Not Bid into FCM | 9 | 2024 | 1000001 | Non-Residential ¦ 2024 ¦ 1000001 | Eversource ¦ Standalone ¦ Customer Owned ¦ Large C&I ¦ Does Not Bid into FCM ¦ Non-Residential ¦ 2024 ¦ 1000001 | 0 | FALSE
[55 empty] | 24 | Non-Residential | Eversource ¦ Standalone ¦ Customer Owned ¦ Large C&I ¦ Bids into FCM | 9 | 2024 | 1000001 | Non-Residential ¦ 2024 ¦ 1000001 | Eversource ¦ Standalone ¦ Customer Owned ¦ Large C&I ¦ Bids into FCM ¦ Non-Residential ¦ 2024 ¦ 1000001 | 0 | FALSE
[55 empty] | 25 | Residential | UI ¦ PV Paired ¦ Customer Owned ¦ Residential Non-LMI ¦ Does Not Bid into FCM | 9 | 2024 | 50 | Residential ¦ 2024 ¦ 50 | UI ¦ PV Paired ¦ Customer Owned ¦ Residential Non-LMI ¦ Does Not Bid into FCM ¦ Residential ¦ 2024 ¦ 50 | 0 | FALSE
[55 empty] | 26 | Residential | UI ¦ PV Paired ¦ Customer Owned ¦ Residential Non-LMI ¦ Bids into FCM | 9 | 2024 | 50 | Residential ¦ 2024 ¦ 50 | UI ¦ PV Paired ¦ Customer Owned ¦ Residential Non-LMI ¦ Bids into FCM ¦ Residential ¦ 2024 ¦ 50 | 0 | FALSE
[55 empty] | 27 | Residential | UI ¦ PV Paired ¦ Customer Owned ¦ Residential Underserved ¦ Does Not Bid into FCM | 9 | 2024 | 50 | Residential ¦ 2024 ¦ 50 | UI ¦ PV Paired ¦ Customer Owned ¦ Residential Underserved ¦ Does Not Bid into FCM ¦ Residential ¦ 2024 ¦ 50 | 0 | FALSE
[55 empty] | 28 | Residential | UI ¦ PV Paired ¦ Customer Owned ¦ Residential Underserved ¦ Bids into FCM | 9 | 2024 | 50 | Residential ¦ 2024 ¦ 50 | UI ¦ PV Paired ¦ Customer Owned ¦ Residential Underserved ¦ Bids into FCM ¦ Residential ¦ 2024 ¦ 50 | 0 | FALSE
[55 empty] | 29 | Residential | UI ¦ PV Paired ¦ Customer Owned ¦ Residential Low Income ¦ Does Not Bid into FCM | 9 | 2024 | 50 | Residential ¦ 2024 ¦ 50 | UI ¦ PV Paired ¦ Customer Owned ¦ Residential Low Income ¦ Does Not Bid into FCM ¦ Residential ¦ 2024 ¦ 50 | 0 | FALSE
[55 empty] | 30 | Residential | UI ¦ PV Paired ¦ Customer Owned ¦ Residential Low Income ¦ Bids into FCM | 9 | 2024 | 50 | Residential ¦ 2024 ¦ 50 | UI ¦ PV Paired ¦ Customer Owned ¦ Residential Low Income ¦ Bids into FCM ¦ Residential ¦ 2024 ¦ 50 | 0 | FALSE
[55 empty] | 31 | Non-Residential | UI ¦ PV Paired ¦ Customer Owned ¦ Small C&I ¦ Does Not Bid into FCM | 9 | 2024 | 1000001 | Non-Residential ¦ 2024 ¦ 1000001 | UI ¦ PV Paired ¦ Customer Owned ¦ Small C&I ¦ Does Not Bid into FCM ¦ Non-Residential ¦ 2024 ¦ 1000001 | 0 | FALSE
[55 empty] | 32 | Non-Residential | UI ¦ PV Paired ¦ Customer Owned ¦ Small C&I ¦ Bids into FCM | 9 | 2024 | 1000001 | Non-Residential ¦ 2024 ¦ 1000001 | UI ¦ PV Paired ¦ Customer Owned ¦ Small C&I ¦ Bids into FCM ¦ Non-Residential ¦ 2024 ¦ 1000001 | 0 | FALSE
[55 empty] | 33 | Non-Residential | UI ¦ PV Paired ¦ Customer Owned ¦ Medium C&I ¦ Does Not Bid into FCM | 9 | 2024 | 1000001 | Non-Residential ¦ 2024 ¦ 1000001 | UI ¦ PV Paired ¦ Customer Owned ¦ Medium C&I ¦ Does Not Bid into FCM ¦ Non-Residential ¦ 2024 ¦ 1000001 | 0 | FALSE
[55 empty] | 34 | Non-Residential | UI ¦ PV Paired ¦ Customer Owned ¦ Medium C&I ¦ Bids into FCM | 9 | 2024 | 1000001 | Non-Residential ¦ 2024 ¦ 1000001 | UI ¦ PV Paired ¦ Customer Owned ¦ Medium C&I ¦ Bids into FCM ¦ Non-Residential ¦ 2024 ¦ 1000001 | 0 | FALSE
[55 empty] | 35 | Non-Residential | UI ¦ PV Paired ¦ Customer Owned ¦ Large C&I ¦ Does Not Bid into FCM | 9 | 2024 | 1000001 | Non-Residential ¦ 2024 ¦ 1000001 | UI ¦ PV Paired ¦ Customer Owned ¦ Large C&I ¦ Does Not Bid into FCM ¦ Non-Residential ¦ 2024 ¦ 1000001 | 0 | FALSE
[55 empty] | 36 | Non-Residential | UI ¦ PV Paired ¦ Customer Owned ¦ Large C&I ¦ Bids into FCM | 9 | 2024 | 1000001 | Non-Residential ¦ 2024 ¦ 1000001 | UI ¦ PV Paired ¦ Customer Owned ¦ Large C&I ¦ Bids into FCM ¦ Non-Residential ¦ 2024 ¦ 1000001 | 0 | FALSE
[55 empty] | 37 | Residential | UI ¦ Standalone ¦ Customer Owned ¦ Residential Non-LMI ¦ Does Not Bid into FCM | 9 | 2024 | 50 | Residential ¦ 2024 ¦ 50 | UI ¦ Standalone ¦ Customer Owned ¦ Residential Non-LMI ¦ Does Not Bid into FCM ¦ Residential ¦ 2024 ¦ 50 | 1.5 | TRUE
[55 empty] | 38 | Residential | UI ¦ Standalone ¦ Customer Owned ¦ Residential Non-LMI ¦ Bids into FCM | 9 | 2024 | 50 | Residential ¦ 2024 ¦ 50 | UI ¦ Standalone ¦ Customer Owned ¦ Residential Non-LMI ¦ Bids into FCM ¦ Residential ¦ 2024 ¦ 50 | 1.5 | TRUE
[55 empty] | 39 | Residential | UI ¦ Standalone ¦ Customer Owned ¦ Residential Underserved ¦ Does Not Bid into FCM | 9 | 2024 | 50 | Residential ¦ 2024 ¦ 50 | UI ¦ Standalone ¦ Customer Owned ¦ Residential Underserved ¦ Does Not Bid into FCM ¦ Residential ¦ 2024 ¦ 50 | 0.75 | TRUE
[55 empty] | 40 | Residential | UI ¦ Standalone ¦ Customer Owned ¦ Residential Underserved ¦ Bids into FCM | 9 | 2024 | 50 | Residential ¦ 2024 ¦ 50 | UI ¦ Standalone ¦ Customer Owned ¦ Residential Underserved ¦ Bids into FCM ¦ Residential ¦ 2024 ¦ 50 | 0.75 | TRUE
[55 empty] | 41 | Residential | UI ¦ Standalone ¦ Customer Owned ¦ Residential Low Income ¦ Does Not Bid into FCM | 9 | 2024 | 50 | Residential ¦ 2024 ¦ 50 | UI ¦ Standalone ¦ Customer Owned ¦ Residential Low Income ¦ Does Not Bid into FCM ¦ Residential ¦ 2024 ¦ 50 | 0.25 | TRUE
[55 empty] | 42 | Residential | UI ¦ Standalone ¦ Customer Owned ¦ Residential Low Income ¦ Bids into FCM | 9 | 2024 | 50 | Residential ¦ 2024 ¦ 50 | UI ¦ Standalone ¦ Customer Owned ¦ Residential Low Income ¦ Bids into FCM ¦ Residential ¦ 2024 ¦ 50 | 0.25 | TRUE
[55 empty] | 43 | Non-Residential | UI ¦ Standalone ¦ Customer Owned ¦ Small C&I ¦ Does Not Bid into FCM | 9 | 2024 | 1000001 | Non-Residential ¦ 2024 ¦ 1000001 | UI ¦ Standalone ¦ Customer Owned ¦ Small C&I ¦ Does Not Bid into FCM ¦ Non-Residential ¦ 2024 ¦ 1000001 | 0 | FALSE
[55 empty] | 44 | Non-Residential | UI ¦ Standalone ¦ Customer Owned ¦ Small C&I ¦ Bids into FCM | 9 | 2024 | 1000001 | Non-Residential ¦ 2024 ¦ 1000001 | UI ¦ Standalone ¦ Customer Owned ¦ Small C&I ¦ Bids into FCM ¦ Non-Residential ¦ 2024 ¦ 1000001 | 0 | FALSE
[55 empty] | 45 | Non-Residential | UI ¦ Standalone ¦ Customer Owned ¦ Medium C&I ¦ Does Not Bid into FCM | 9 | 2024 | 1000001 | Non-Residential ¦ 2024 ¦ 1000001 | UI ¦ Standalone ¦ Customer Owned ¦ Medium C&I ¦ Does Not Bid into FCM ¦ Non-Residential ¦ 2024 ¦ 1000001 | 0 | FALSE
[55 empty] | 46 | Non-Residential | UI ¦ Standalone ¦ Customer Owned ¦ Medium C&I ¦ Bids into FCM | 9 | 2024 | 1000001 | Non-Residential ¦ 2024 ¦ 1000001 | UI ¦ Standalone ¦ Customer Owned ¦ Medium C&I ¦ Bids into FCM ¦ Non-Residential ¦ 2024 ¦ 1000001 | 0 | FALSE
[55 empty] | 47 | Non-Residential | UI ¦ Standalone ¦ Customer Owned ¦ Large C&I ¦ Does Not Bid into FCM | 9 | 2024 | 1000001 | Non-Residential ¦ 2024 ¦ 1000001 | UI ¦ Standalone ¦ Customer Owned ¦ Large C&I ¦ Does Not Bid into FCM ¦ Non-Residential ¦ 2024 ¦ 1000001 | 0 | FALSE
[55 empty] | 48 | Non-Residential | UI ¦ Standalone ¦ Customer Owned ¦ Large C&I ¦ Bids into FCM | 9 | 2024 | 1000001 | Non-Residential ¦ 2024 ¦ 1000001 | UI ¦ Standalone ¦ Customer Owned ¦ Large C&I ¦ Bids into FCM ¦ Non-Residential ¦ 2024 ¦ 1000001 | 0 | FALSE
[55 empty] | 1 | Residential | Eversource ¦ PV Paired ¦ Customer Owned ¦ Residential Non-LMI ¦ Does Not Bid into FCM | 10 | 2022 | 1000000 | Residential ¦ 2022 ¦ 1000000 | Eversource ¦ PV Paired ¦ Customer Owned ¦ Residential Non-LMI ¦ Does Not Bid into FCM ¦ Residential ¦ 2022 ¦ 1000000 | 0 | FALSE
[55 empty] | 2 | Residential | Eversource ¦ PV Paired ¦ Customer Owned ¦ Residential Non-LMI ¦ Bids into FCM | 10 | 2022 | 1000000 | Residential ¦ 2022 ¦ 1000000 | Eversource ¦ PV Paired ¦ Customer Owned ¦ Residential Non-LMI ¦ Bids into FCM ¦ Residential ¦ 2022 ¦ 1000000 | 0 | FALSE
[55 empty] | 3 | Residential | Eversource ¦ PV Paired ¦ Customer Owned ¦ Residential Underserved ¦ Does Not Bid into FCM | 10 | 2022 | 1000000 | Residential ¦ 2022 ¦ 1000000 | Eversource ¦ PV Paired ¦ Customer Owned ¦ Residential Underserved ¦ Does Not Bid into FCM ¦ Residential ¦ 2022 ¦ 1000000 | 0 | FALSE
[55 empty] | 4 | Residential | Eversource ¦ PV Paired ¦ Customer Owned ¦ Residential Underserved ¦ Bids into FCM | 10 | 2022 | 1000000 | Residential ¦ 2022 ¦ 1000000 | Eversource ¦ PV Paired ¦ Customer Owned ¦ Residential Underserved ¦ Bids into FCM ¦ Residential ¦ 2022 ¦ 1000000 | 0 | FALSE
[55 empty] | 5 | Residential | Eversource ¦ PV Paired ¦ Customer Owned ¦ Residential Low Income ¦ Does Not Bid into FCM | 10 | 2022 | 1000000 | Residential ¦ 2022 ¦ 1000000 | Eversource ¦ PV Paired ¦ Customer Owned ¦ Residential Low Income ¦ Does Not Bid into FCM ¦ Residential ¦ 2022 ¦ 1000000 | 0 | FALSE
[55 empty] | 6 | Residential | Eversource ¦ PV Paired ¦ Customer Owned ¦ Residential Low Income ¦ Bids into FCM | 10 | 2022 | 1000000 | Residential ¦ 2022 ¦ 1000000 | Eversource ¦ PV Paired ¦ Customer Owned ¦ Residential Low Income ¦ Bids into FCM ¦ Residential ¦ 2022 ¦ 1000000 | 0 | FALSE
[55 empty] | 7 | Non-Residential | Eversource ¦ PV Paired ¦ Customer Owned ¦ Small C&I ¦ Does Not Bid into FCM | 10 | 2022 | 1000002 | Non-Residential ¦ 2022 ¦ 1000002 | Eversource ¦ PV Paired ¦ Customer Owned ¦ Small C&I ¦ Does Not Bid into FCM ¦ Non-Residential ¦ 2022 ¦ 1000002 | 0 | FALSE
[55 empty] | 8 | Non-Residential | Eversource ¦ PV Paired ¦ Customer Owned ¦ Small C&I ¦ Bids into FCM | 10 | 2022 | 1000002 | Non-Residential ¦ 2022 ¦ 1000002 | Eversource ¦ PV Paired ¦ Customer Owned ¦ Small C&I ¦ Bids into FCM ¦ Non-Residential ¦ 2022 ¦ 1000002 | 0 | FALSE
[55 empty] | 9 | Non-Residential | Eversource ¦ PV Paired ¦ Customer Owned ¦ Medium C&I ¦ Does Not Bid into FCM | 10 | 2022 | 1000002 | Non-Residential ¦ 2022 ¦ 1000002 | Eversource ¦ PV Paired ¦ Customer Owned ¦ Medium C&I ¦ Does Not Bid into FCM ¦ Non-Residential ¦ 2022 ¦ 1000002 | 0 | FALSE
[55 empty] | 10 | Non-Residential | Eversource ¦ PV Paired ¦ Customer Owned ¦ Medium C&I ¦ Bids into FCM | 10 | 2022 | 1000002 | Non-Residential ¦ 2022 ¦ 1000002 | Eversource ¦ PV Paired ¦ Customer Owned ¦ Medium C&I ¦ Bids into FCM ¦ Non-Residential ¦ 2022 ¦ 1000002 | 0 | FALSE
[55 empty] | 11 | Non-Residential | Eversource ¦ PV Paired ¦ Customer Owned ¦ Large C&I ¦ Does Not Bid into FCM | 10 | 2022 | 1000002 | Non-Residential ¦ 2022 ¦ 1000002 | Eversource ¦ PV Paired ¦ Customer Owned ¦ Large C&I ¦ Does Not Bid into FCM ¦ Non-Residential ¦ 2022 ¦ 1000002 | 0 | FALSE
[55 empty] | 12 | Non-Residential | Eversource ¦ PV Paired ¦ Customer Owned ¦ Large C&I ¦ Bids into FCM | 10 | 2022 | 1000002 | Non-Residential ¦ 2022 ¦ 1000002 | Eversource ¦ PV Paired ¦ Customer Owned ¦ Large C&I ¦ Bids into FCM ¦ Non-Residential ¦ 2022 ¦ 1000002 | 0 | FALSE
[55 empty] | 13 | Residential | Eversource ¦ Standalone ¦ Customer Owned ¦ Residential Non-LMI ¦ Does Not Bid into FCM | 10 | 2022 | 1000000 | Residential ¦ 2022 ¦ 1000000 | Eversource ¦ Standalone ¦ Customer Owned ¦ Residential Non-LMI ¦ Does Not Bid into FCM ¦ Residential ¦ 2022 ¦ 1000000 | 0 | FALSE
[55 empty] | 14 | Residential | Eversource ¦ Standalone ¦ Customer Owned ¦ Residential Non-LMI ¦ Bids into FCM | 10 | 2022 | 1000000 | Residential ¦ 2022 ¦ 1000000 | Eversource ¦ Standalone ¦ Customer Owned ¦ Residential Non-LMI ¦ Bids into FCM ¦ Residential ¦ 2022 ¦ 1000000 | 0 | FALSE
[55 empty] | 15 | Residential | Eversource ¦ Standalone ¦ Customer Owned ¦ Residential Underserved ¦ Does Not Bid into FCM | 10 | 2022 | 1000000 | Residential ¦ 2022 ¦ 1000000 | Eversource ¦ Standalone ¦ Customer Owned ¦ Residential Underserved ¦ Does Not Bid into FCM ¦ Residential ¦ 2022 ¦ 1000000 | 0 | FALSE
[55 empty] | 16 | Residential | Eversource ¦ Standalone ¦ Customer Owned ¦ Residential Underserved ¦ Bids into FCM | 10 | 2022 | 1000000 | Residential ¦ 2022 ¦ 1000000 | Eversource ¦ Standalone ¦ Customer Owned ¦ Residential Underserved ¦ Bids into FCM ¦ Residential ¦ 2022 ¦ 1000000 | 0 | FALSE
[55 empty] | 17 | Residential | Eversource ¦ Standalone ¦ Customer Owned ¦ Residential Low Income ¦ Does Not Bid into FCM | 10 | 2022 | 1000000 | Residential ¦ 2022 ¦ 1000000 | Eversource ¦ Standalone ¦ Customer Owned ¦ Residential Low Income ¦ Does Not Bid into FCM ¦ Residential ¦ 2022 ¦ 1000000 | 0 | FALSE
[55 empty] | 18 | Residential | Eversource ¦ Standalone ¦ Customer Owned ¦ Residential Low Income ¦ Bids into FCM | 10 | 2022 | 1000000 | Residential ¦ 2022 ¦ 1000000 | Eversource ¦ Standalone ¦ Customer Owned ¦ Residential Low Income ¦ Bids into FCM ¦ Residential ¦ 2022 ¦ 1000000 | 0 | FALSE
[55 empty] | 19 | Non-Residential | Eversource ¦ Standalone ¦ Customer Owned ¦ Small C&I ¦ Does Not Bid into FCM | 10 | 2022 | 1000002 | Non-Residential ¦ 2022 ¦ 1000002 | Eversource ¦ Standalone ¦ Customer Owned ¦ Small C&I ¦ Does Not Bid into FCM ¦ Non-Residential ¦ 2022 ¦ 1000002 | 0 | FALSE
[55 empty] | 20 | Non-Residential | Eversource ¦ Standalone ¦ Customer Owned ¦ Small C&I ¦ Bids into FCM | 10 | 2022 | 1000002 | Non-Residential ¦ 2022 ¦ 1000002 | Eversource ¦ Standalone ¦ Customer Owned ¦ Small C&I ¦ Bids into FCM ¦ Non-Residential ¦ 2022 ¦ 1000002 | 0 | FALSE
[55 empty] | 21 | Non-Residential | Eversource ¦ Standalone ¦ Customer Owned ¦ Medium C&I ¦ Does Not Bid into FCM | 10 | 2022 | 1000002 | Non-Residential ¦ 2022 ¦ 1000002 | Eversource ¦ Standalone ¦ Customer Owned ¦ Medium C&I ¦ Does Not Bid into FCM ¦ Non-Residential ¦ 2022 ¦ 1000002 | 0 | FALSE
[55 empty] | 22 | Non-Residential | Eversource ¦ Standalone ¦ Customer Owned ¦ Medium C&I ¦ Bids into FCM | 10 | 2022 | 1000002 | Non-Residential ¦ 2022 ¦ 1000002 | Eversource ¦ Standalone ¦ Customer Owned ¦ Medium C&I ¦ Bids into FCM ¦ Non-Residential ¦ 2022 ¦ 1000002 | 0 | FALSE
[55 empty] | 23 | Non-Residential | Eversource ¦ Standalone ¦ Customer Owned ¦ Large C&I ¦ Does Not Bid into FCM | 10 | 2022 | 1000002 | Non-Residential ¦ 2022 ¦ 1000002 | Eversource ¦ Standalone ¦ Customer Owned ¦ Large C&I ¦ Does Not Bid into FCM ¦ Non-Residential ¦ 2022 ¦ 1000002 | 0 | FALSE
[55 empty] | 24 | Non-Residential | Eversource ¦ Standalone ¦ Customer Owned ¦ Large C&I ¦ Bids into FCM | 10 | 2022 | 1000002 | Non-Residential ¦ 2022 ¦ 1000002 | Eversource ¦ Standalone ¦ Customer Owned ¦ Large C&I ¦ Bids into FCM ¦ Non-Residential ¦ 2022 ¦ 1000002 | 0 | FALSE
[55 empty] | 25 | Residential | UI ¦ PV Paired ¦ Customer Owned ¦ Residential Non-LMI ¦ Does Not Bid into FCM | 10 | 2022 | 1000000 | Residential ¦ 2022 ¦ 1000000 | UI ¦ PV Paired ¦ Customer Owned ¦ Residential Non-LMI ¦ Does Not Bid into FCM ¦ Residential ¦ 2022 ¦ 1000000 | 0 | FALSE
[55 empty] | 26 | Residential | UI ¦ PV Paired ¦ Customer Owned ¦ Residential Non-LMI ¦ Bids into FCM | 10 | 2022 | 1000000 | Residential ¦ 2022 ¦ 1000000 | UI ¦ PV Paired ¦ Customer Owned ¦ Residential Non-LMI ¦ Bids into FCM ¦ Residential ¦ 2022 ¦ 1000000 | 0 | FALSE
[55 empty] | 27 | Residential | UI ¦ PV Paired ¦ Customer Owned ¦ Residential Underserved ¦ Does Not Bid into FCM | 10 | 2022 | 1000000 | Residential ¦ 2022 ¦ 1000000 | UI ¦ PV Paired ¦ Customer Owned ¦ Residential Underserved ¦ Does Not Bid into FCM ¦ Residential ¦ 2022 ¦ 1000000 | 0 | FALSE
[55 empty] | 28 | Residential | UI ¦ PV Paired ¦ Customer Owned ¦ Residential Underserved ¦ Bids into FCM | 10 | 2022 | 1000000 | Residential ¦ 2022 ¦ 1000000 | UI ¦ PV Paired ¦ Customer Owned ¦ Residential Underserved ¦ Bids into FCM ¦ Residential ¦ 2022 ¦ 1000000 | 0 | FALSE
[55 empty] | 29 | Residential | UI ¦ PV Paired ¦ Customer Owned ¦ Residential Low Income ¦ Does Not Bid into FCM | 10 | 2022 | 1000000 | Residential ¦ 2022 ¦ 1000000 | UI ¦ PV Paired ¦ Customer Owned ¦ Residential Low Income ¦ Does Not Bid into FCM ¦ Residential ¦ 2022 ¦ 1000000 | 0 | FALSE
[55 empty] | 30 | Residential | UI ¦ PV Paired ¦ Customer Owned ¦ Residential Low Income ¦ Bids into FCM | 10 | 2022 | 1000000 | Residential ¦ 2022 ¦ 1000000 | UI ¦ PV Paired ¦ Customer Owned ¦ Residential Low Income ¦ Bids into FCM ¦ Residential ¦ 2022 ¦ 1000000 | 0 | FALSE
[55 empty] | 31 | Non-Residential | UI ¦ PV Paired ¦ Customer Owned ¦ Small C&I ¦ Does Not Bid into FCM | 10 | 2022 | 1000002 | Non-Residential ¦ 2022 ¦ 1000002 | UI ¦ PV Paired ¦ Customer Owned ¦ Small C&I ¦ Does Not Bid into FCM ¦ Non-Residential ¦ 2022 ¦ 1000002 | 0 | FALSE
[55 empty] | 32 | Non-Residential | UI ¦ PV Paired ¦ Customer Owned ¦ Small C&I ¦ Bids into FCM | 10 | 2022 | 1000002 | Non-Residential ¦ 2022 ¦ 1000002 | UI ¦ PV Paired ¦ Customer Owned ¦ Small C&I ¦ Bids into FCM ¦ Non-Residential ¦ 2022 ¦ 1000002 | 0 | FALSE
[55 empty] | 33 | Non-Residential | UI ¦ PV Paired ¦ Customer Owned ¦ Medium C&I ¦ Does Not Bid into FCM | 10 | 2022 | 1000002 | Non-Residential ¦ 2022 ¦ 1000002 | UI ¦ PV Paired ¦ Customer Owned ¦ Medium C&I ¦ Does Not Bid into FCM ¦ Non-Residential ¦ 2022 ¦ 1000002 | 0 | FALSE
[55 empty] | 34 | Non-Residential | UI ¦ PV Paired ¦ Customer Owned ¦ Medium C&I ¦ Bids into FCM | 10 | 2022 | 1000002 | Non-Residential ¦ 2022 ¦ 1000002 | UI ¦ PV Paired ¦ Customer Owned ¦ Medium C&I ¦ Bids into FCM ¦ Non-Residential ¦ 2022 ¦ 1000002 | 0 | FALSE
[55 empty] | 35 | Non-Residential | UI ¦ PV Paired ¦ Customer Owned ¦ Large C&I ¦ Does Not Bid into FCM | 10 | 2022 | 1000002 | Non-Residential ¦ 2022 ¦ 1000002 | UI ¦ PV Paired ¦ Customer Owned ¦ Large C&I ¦ Does Not Bid into FCM ¦ Non-Residential ¦ 2022 ¦ 1000002 | 0 | FALSE
[55 empty] | 36 | Non-Residential | UI ¦ PV Paired ¦ Customer Owned ¦ Large C&I ¦ Bids into FCM | 10 | 2022 | 1000002 | Non-Residential ¦ 2022 ¦ 1000002 | UI ¦ PV Paired ¦ Customer Owned ¦ Large C&I ¦ Bids into FCM ¦ Non-Residential ¦ 2022 ¦ 1000002 | 0 | FALSE
[55 empty] | 37 | Residential | UI ¦ Standalone ¦ Customer Owned ¦ Residential Non-LMI ¦ Does Not Bid into FCM | 10 | 2022 | 1000000 | Residential ¦ 2022 ¦ 1000000 | UI ¦ Standalone ¦ Customer Owned ¦ Residential Non-LMI ¦ Does Not Bid into FCM ¦ Residential ¦ 2022 ¦ 1000000 | 0 | FALSE
[55 empty] | 38 | Residential | UI ¦ Standalone ¦ Customer Owned ¦ Residential Non-LMI ¦ Bids into FCM | 10 | 2022 | 1000000 | Residential ¦ 2022 ¦ 1000000 | UI ¦ Standalone ¦ Customer Owned ¦ Residential Non-LMI ¦ Bids into FCM ¦ Residential ¦ 2022 ¦ 1000000 | 0 | FALSE
[55 empty] | 39 | Residential | UI ¦ Standalone ¦ Customer Owned ¦ Residential Underserved ¦ Does Not Bid into FCM | 10 | 2022 | 1000000 | Residential ¦ 2022 ¦ 1000000 | UI ¦ Standalone ¦ Customer Owned ¦ Residential Underserved ¦ Does Not Bid into FCM ¦ Residential ¦ 2022 ¦ 1000000 | 0 | FALSE
[55 empty] | 40 | Residential | UI ¦ Standalone ¦ Customer Owned ¦ Residential Underserved ¦ Bids into FCM | 10 | 2022 | 1000000 | Residential ¦ 2022 ¦ 1000000 | UI ¦ Standalone ¦ Customer Owned ¦ Residential Underserved ¦ Bids into FCM ¦ Residential ¦ 2022 ¦ 1000000 | 0 | FALSE
[55 empty] | 41 | Residential | UI ¦ Standalone ¦ Customer Owned ¦ Residential Low Income ¦ Does Not Bid into FCM | 10 | 2022 | 1000000 | Residential ¦ 2022 ¦ 1000000 | UI ¦ Standalone ¦ Customer Owned ¦ Residential Low Income ¦ Does Not Bid into FCM ¦ Residential ¦ 2022 ¦ 1000000 | 0 | FALSE
[55 empty] | 42 | Residential | UI ¦ Standalone ¦ Customer Owned ¦ Residential Low Income ¦ Bids into FCM | 10 | 2022 | 1000000 | Residential ¦ 2022 ¦ 1000000 | UI ¦ Standalone ¦ Customer Owned ¦ Residential Low Income ¦ Bids into FCM ¦ Residential ¦ 2022 ¦ 1000000 | 0 | FALSE
[55 empty] | 43 | Non-Residential | UI ¦ Standalone ¦ Customer Owned ¦ Small C&I ¦ Does Not Bid into FCM | 10 | 2022 | 1000002 | Non-Residential ¦ 2022 ¦ 1000002 | UI ¦ Standalone ¦ Customer Owned ¦ Small C&I ¦ Does Not Bid into FCM ¦ Non-Residential ¦ 2022 ¦ 1000002 | 0 | FALSE
[55 empty] | 44 | Non-Residential | UI ¦ Standalone ¦ Customer Owned ¦ Small C&I ¦ Bids into FCM | 10 | 2022 | 1000002 | Non-Residential ¦ 2022 ¦ 1000002 | UI ¦ Standalone ¦ Customer Owned ¦ Small C&I ¦ Bids into FCM ¦ Non-Residential ¦ 2022 ¦ 1000002 | 0 | FALSE
[55 empty] | 45 | Non-Residential | UI ¦ Standalone ¦ Customer Owned ¦ Medium C&I ¦ Does Not Bid into FCM | 10 | 2022 | 1000002 | Non-Residential ¦ 2022 ¦ 1000002 | UI ¦ Standalone ¦ Customer Owned ¦ Medium C&I ¦ Does Not Bid into FCM ¦ Non-Residential ¦ 2022 ¦ 1000002 | 0 | FALSE
[55 empty] | 46 | Non-Residential | UI ¦ Standalone ¦ Customer Owned ¦ Medium C&I ¦ Bids into FCM | 10 | 2022 | 1000002 | Non-Residential ¦ 2022 ¦ 1000002 | UI ¦ Standalone ¦ Customer Owned ¦ Medium C&I ¦ Bids into FCM ¦ Non-Residential ¦ 2022 ¦ 1000002 | 0 | FALSE
[55 empty] | 47 | Non-Residential | UI ¦ Standalone ¦ Customer Owned ¦ Large C&I ¦ Does Not Bid into FCM | 10 | 2022 | 1000002 | Non-Residential ¦ 2022 ¦ 1000002 | UI ¦ Standalone ¦ Customer Owned ¦ Large C&I ¦ Does Not Bid into FCM ¦ Non-Residential ¦ 2022 ¦ 1000002 | 0 | FALSE
[55 empty] | 48 | Non-Residential | UI ¦ Standalone ¦ Customer Owned ¦ Large C&I ¦ Bids into FCM | 10 | 2022 | 1000002 | Non-Residential ¦ 2022 ¦ 1000002 | UI ¦ Standalone ¦ Customer Owned ¦ Large C&I ¦ Bids into FCM ¦ Non-Residential ¦ 2022 ¦ 1000002 | 0 | FALSE
[55 empty] | 1 | Residential | Eversource ¦ PV Paired ¦ Customer Owned ¦ Residential Non-LMI ¦ Does Not Bid into FCM | 11 | 2023 | 1000000 | Residential ¦ 2023 ¦ 1000000 | Eversource ¦ PV Paired ¦ Customer Owned ¦ Residential Non-LMI ¦ Does Not Bid into FCM ¦ Residential ¦ 2023 ¦ 1000000 | 0 | FALSE
[55 empty] | 2 | Residential | Eversource ¦ PV Paired ¦ Customer Owned ¦ Residential Non-LMI ¦ Bids into FCM | 11 | 2023 | 1000000 | Residential ¦ 2023 ¦ 1000000 | Eversource ¦ PV Paired ¦ Customer Owned ¦ Residential Non-LMI ¦ Bids into FCM ¦ Residential ¦ 2023 ¦ 1000000 | 0 | FALSE
[55 empty] | 3 | Residential | Eversource ¦ PV Paired ¦ Customer Owned ¦ Residential Underserved ¦ Does Not Bid into FCM | 11 | 2023 | 1000000 | Residential ¦ 2023 ¦ 1000000 | Eversource ¦ PV Paired ¦ Customer Owned ¦ Residential Underserved ¦ Does Not Bid into FCM ¦ Residential ¦ 2023 ¦ 1000000 | 0 | FALSE
[55 empty] | 4 | Residential | Eversource ¦ PV Paired ¦ Customer Owned ¦ Residential Underserved ¦ Bids into FCM | 11 | 2023 | 1000000 | Residential ¦ 2023 ¦ 1000000 | Eversource ¦ PV Paired ¦ Customer Owned ¦ Residential Underserved ¦ Bids into FCM ¦ Residential ¦ 2023 ¦ 1000000 | 0 | FALSE
[55 empty] | 5 | Residential | Eversource ¦ PV Paired ¦ Customer Owned ¦ Residential Low Income ¦ Does Not Bid into FCM | 11 | 2023 | 1000000 | Residential ¦ 2023 ¦ 1000000 | Eversource ¦ PV Paired ¦ Customer Owned ¦ Residential Low Income ¦ Does Not Bid into FCM ¦ Residential ¦ 2023 ¦ 1000000 | 0 | FALSE
[55 empty] | 6 | Residential | Eversource ¦ PV Paired ¦ Customer Owned ¦ Residential Low Income ¦ Bids into FCM | 11 | 2023 | 1000000 | Residential ¦ 2023 ¦ 1000000 | Eversource ¦ PV Paired ¦ Customer Owned ¦ Residential Low Income ¦ Bids into FCM ¦ Residential ¦ 2023 ¦ 1000000 | 0 | FALSE
[55 empty] | 7 | Non-Residential | Eversource ¦ PV Paired ¦ Customer Owned ¦ Small C&I ¦ Does Not Bid into FCM | 11 | 2023 | 1000002 | Non-Residential ¦ 2023 ¦ 1000002 | Eversource ¦ PV Paired ¦ Customer Owned ¦ Small C&I ¦ Does Not Bid into FCM ¦ Non-Residential ¦ 2023 ¦ 1000002 | 0 | FALSE
[55 empty] | 8 | Non-Residential | Eversource ¦ PV Paired ¦ Customer Owned ¦ Small C&I ¦ Bids into FCM | 11 | 2023 | 1000002 | Non-Residential ¦ 2023 ¦ 1000002 | Eversource ¦ PV Paired ¦ Customer Owned ¦ Small C&I ¦ Bids into FCM ¦ Non-Residential ¦ 2023 ¦ 1000002 | 0 | FALSE
[55 empty] | 9 | Non-Residential | Eversource ¦ PV Paired ¦ Customer Owned ¦ Medium C&I ¦ Does Not Bid into FCM | 11 | 2023 | 1000002 | Non-Residential ¦ 2023 ¦ 1000002 | Eversource ¦ PV Paired ¦ Customer Owned ¦ Medium C&I ¦ Does Not Bid into FCM ¦ Non-Residential ¦ 2023 ¦ 1000002 | 0 | FALSE
[55 empty] | 10 | Non-Residential | Eversource ¦ PV Paired ¦ Customer Owned ¦ Medium C&I ¦ Bids into FCM | 11 | 2023 | 1000002 | Non-Residential ¦ 2023 ¦ 1000002 | Eversource ¦ PV Paired ¦ Customer Owned ¦ Medium C&I ¦ Bids into FCM ¦ Non-Residential ¦ 2023 ¦ 1000002 | 0 | FALSE
[55 empty] | 11 | Non-Residential | Eversource ¦ PV Paired ¦ Customer Owned ¦ Large C&I ¦ Does Not Bid into FCM | 11 | 2023 | 1000002 | Non-Residential ¦ 2023 ¦ 1000002 | Eversource ¦ PV Paired ¦ Customer Owned ¦ Large C&I ¦ Does Not Bid into FCM ¦ Non-Residential ¦ 2023 ¦ 1000002 | 0 | FALSE
[55 empty] | 12 | Non-Residential | Eversource ¦ PV Paired ¦ Customer Owned ¦ Large C&I ¦ Bids into FCM | 11 | 2023 | 1000002 | Non-Residential ¦ 2023 ¦ 1000002 | Eversource ¦ PV Paired ¦ Customer Owned ¦ Large C&I ¦ Bids into FCM ¦ Non-Residential ¦ 2023 ¦ 1000002 | 0 | FALSE
[55 empty] | 13 | Residential | Eversource ¦ Standalone ¦ Customer Owned ¦ Residential Non-LMI ¦ Does Not Bid into FCM | 11 | 2023 | 1000000 | Residential ¦ 2023 ¦ 1000000 | Eversource ¦ Standalone ¦ Customer Owned ¦ Residential Non-LMI ¦ Does Not Bid into FCM ¦ Residential ¦ 2023 ¦ 1000000 | 0 | FALSE
[55 empty] | 14 | Residential | Eversource ¦ Standalone ¦ Customer Owned ¦ Residential Non-LMI ¦ Bids into FCM | 11 | 2023 | 1000000 | Residential ¦ 2023 ¦ 1000000 | Eversource ¦ Standalone ¦ Customer Owned ¦ Residential Non-LMI ¦ Bids into FCM ¦ Residential ¦ 2023 ¦ 1000000 | 0 | FALSE
[55 empty] | 15 | Residential | Eversource ¦ Standalone ¦ Customer Owned ¦ Residential Underserved ¦ Does Not Bid into FCM | 11 | 2023 | 1000000 | Residential ¦ 2023 ¦ 1000000 | Eversource ¦ Standalone ¦ Customer Owned ¦ Residential Underserved ¦ Does Not Bid into FCM ¦ Residential ¦ 2023 ¦ 1000000 | 0 | FALSE
[55 empty] | 16 | Residential | Eversource ¦ Standalone ¦ Customer Owned ¦ Residential Underserved ¦ Bids into FCM | 11 | 2023 | 1000000 | Residential ¦ 2023 ¦ 1000000 | Eversource ¦ Standalone ¦ Customer Owned ¦ Residential Underserved ¦ Bids into FCM ¦ Residential ¦ 2023 ¦ 1000000 | 0 | FALSE
[55 empty] | 17 | Residential | Eversource ¦ Standalone ¦ Customer Owned ¦ Residential Low Income ¦ Does Not Bid into FCM | 11 | 2023 | 1000000 | Residential ¦ 2023 ¦ 1000000 | Eversource ¦ Standalone ¦ Customer Owned ¦ Residential Low Income ¦ Does Not Bid into FCM ¦ Residential ¦ 2023 ¦ 1000000 | 0 | FALSE
[55 empty] | 18 | Residential | Eversource ¦ Standalone ¦ Customer Owned ¦ Residential Low Income ¦ Bids into FCM | 11 | 2023 | 1000000 | Residential ¦ 2023 ¦ 1000000 | Eversource ¦ Standalone ¦ Customer Owned ¦ Residential Low Income ¦ Bids into FCM ¦ Residential ¦ 2023 ¦ 1000000 | 0 | FALSE
[55 empty] | 19 | Non-Residential | Eversource ¦ Standalone ¦ Customer Owned ¦ Small C&I ¦ Does Not Bid into FCM | 11 | 2023 | 1000002 | Non-Residential ¦ 2023 ¦ 1000002 | Eversource ¦ Standalone ¦ Customer Owned ¦ Small C&I ¦ Does Not Bid into FCM ¦ Non-Residential ¦ 2023 ¦ 1000002 | 0 | FALSE
[55 empty] | 20 | Non-Residential | Eversource ¦ Standalone ¦ Customer Owned ¦ Small C&I ¦ Bids into FCM | 11 | 2023 | 1000002 | Non-Residential ¦ 2023 ¦ 1000002 | Eversource ¦ Standalone ¦ Customer Owned ¦ Small C&I ¦ Bids into FCM ¦ Non-Residential ¦ 2023 ¦ 1000002 | 0 | FALSE
[55 empty] | 21 | Non-Residential | Eversource ¦ Standalone ¦ Customer Owned ¦ Medium C&I ¦ Does Not Bid into FCM | 11 | 2023 | 1000002 | Non-Residential ¦ 2023 ¦ 1000002 | Eversource ¦ Standalone ¦ Customer Owned ¦ Medium C&I ¦ Does Not Bid into FCM ¦ Non-Residential ¦ 2023 ¦ 1000002 | 0 | FALSE
[55 empty] | 22 | Non-Residential | Eversource ¦ Standalone ¦ Customer Owned ¦ Medium C&I ¦ Bids into FCM | 11 | 2023 | 1000002 | Non-Residential ¦ 2023 ¦ 1000002 | Eversource ¦ Standalone ¦ Customer Owned ¦ Medium C&I ¦ Bids into FCM ¦ Non-Residential ¦ 2023 ¦ 1000002 | 0 | FALSE
[55 empty] | 23 | Non-Residential | Eversource ¦ Standalone ¦ Customer Owned ¦ Large C&I ¦ Does Not Bid into FCM | 11 | 2023 | 1000002 | Non-Residential ¦ 2023 ¦ 1000002 | Eversource ¦ Standalone ¦ Customer Owned ¦ Large C&I ¦ Does Not Bid into FCM ¦ Non-Residential ¦ 2023 ¦ 1000002 | 0 | FALSE
[55 empty] | 24 | Non-Residential | Eversource ¦ Standalone ¦ Customer Owned ¦ Large C&I ¦ Bids into FCM | 11 | 2023 | 1000002 | Non-Residential ¦ 2023 ¦ 1000002 | Eversource ¦ Standalone ¦ Customer Owned ¦ Large C&I ¦ Bids into FCM ¦ Non-Residential ¦ 2023 ¦ 1000002 | 0 | FALSE
[55 empty] | 25 | Residential | UI ¦ PV Paired ¦ Customer Owned ¦ Residential Non-LMI ¦ Does Not Bid into FCM | 11 | 2023 | 1000000 | Residential ¦ 2023 ¦ 1000000 | UI ¦ PV Paired ¦ Customer Owned ¦ Residential Non-LMI ¦ Does Not Bid into FCM ¦ Residential ¦ 2023 ¦ 1000000 | 0 | FALSE
[55 empty] | 26 | Residential | UI ¦ PV Paired ¦ Customer Owned ¦ Residential Non-LMI ¦ Bids into FCM | 11 | 2023 | 1000000 | Residential ¦ 2023 ¦ 1000000 | UI ¦ PV Paired ¦ Customer Owned ¦ Residential Non-LMI ¦ Bids into FCM ¦ Residential ¦ 2023 ¦ 1000000 | 0 | FALSE
[55 empty] | 27 | Residential | UI ¦ PV Paired ¦ Customer Owned ¦ Residential Underserved ¦ Does Not Bid into FCM | 11 | 2023 | 1000000 | Residential ¦ 2023 ¦ 1000000 | UI ¦ PV Paired ¦ Customer Owned ¦ Residential Underserved ¦ Does Not Bid into FCM ¦ Residential ¦ 2023 ¦ 1000000 | 0 | FALSE
[55 empty] | 28 | Residential | UI ¦ PV Paired ¦ Customer Owned ¦ Residential Underserved ¦ Bids into FCM | 11 | 2023 | 1000000 | Residential ¦ 2023 ¦ 1000000 | UI ¦ PV Paired ¦ Customer Owned ¦ Residential Underserved ¦ Bids into FCM ¦ Residential ¦ 2023 ¦ 1000000 | 0 | FALSE
[55 empty] | 29 | Residential | UI ¦ PV Paired ¦ Customer Owned ¦ Residential Low Income ¦ Does Not Bid into FCM | 11 | 2023 | 1000000 | Residential ¦ 2023 ¦ 1000000 | UI ¦ PV Paired ¦ Customer Owned ¦ Residential Low Income ¦ Does Not Bid into FCM ¦ Residential ¦ 2023 ¦ 1000000 | 0 | FALSE
[55 empty] | 30 | Residential | UI ¦ PV Paired ¦ Customer Owned ¦ Residential Low Income ¦ Bids into FCM | 11 | 2023 | 1000000 | Residential ¦ 2023 ¦ 1000000 | UI ¦ PV Paired ¦ Customer Owned ¦ Residential Low Income ¦ Bids into FCM ¦ Residential ¦ 2023 ¦ 1000000 | 0 | FALSE
[55 empty] | 31 | Non-Residential | UI ¦ PV Paired ¦ Customer Owned ¦ Small C&I ¦ Does Not Bid into FCM | 11 | 2023 | 1000002 | Non-Residential ¦ 2023 ¦ 1000002 | UI ¦ PV Paired ¦ Customer Owned ¦ Small C&I ¦ Does Not Bid into FCM ¦ Non-Residential ¦ 2023 ¦ 1000002 | 0 | FALSE
[55 empty] | 32 | Non-Residential | UI ¦ PV Paired ¦ Customer Owned ¦ Small C&I ¦ Bids into FCM | 11 | 2023 | 1000002 | Non-Residential ¦ 2023 ¦ 1000002 | UI ¦ PV Paired ¦ Customer Owned ¦ Small C&I ¦ Bids into FCM ¦ Non-Residential ¦ 2023 ¦ 1000002 | 0 | FALSE
[55 empty] | 33 | Non-Residential | UI ¦ PV Paired ¦ Customer Owned ¦ Medium C&I ¦ Does Not Bid into FCM | 11 | 2023 | 1000002 | Non-Residential ¦ 2023 ¦ 1000002 | UI ¦ PV Paired ¦ Customer Owned ¦ Medium C&I ¦ Does Not Bid into FCM ¦ Non-Residential ¦ 2023 ¦ 1000002 | 0 | FALSE
[55 empty] | 34 | Non-Residential | UI ¦ PV Paired ¦ Customer Owned ¦ Medium C&I ¦ Bids into FCM | 11 | 2023 | 1000002 | Non-Residential ¦ 2023 ¦ 1000002 | UI ¦ PV Paired ¦ Customer Owned ¦ Medium C&I ¦ Bids into FCM ¦ Non-Residential ¦ 2023 ¦ 1000002 | 0 | FALSE
[55 empty] | 35 | Non-Residential | UI ¦ PV Paired ¦ Customer Owned ¦ Large C&I ¦ Does Not Bid into FCM | 11 | 2023 | 1000002 | Non-Residential ¦ 2023 ¦ 1000002 | UI ¦ PV Paired ¦ Customer Owned ¦ Large C&I ¦ Does Not Bid into FCM ¦ Non-Residential ¦ 2023 ¦ 1000002 | 0 | FALSE
[55 empty] | 36 | Non-Residential | UI ¦ PV Paired ¦ Customer Owned ¦ Large C&I ¦ Bids into FCM | 11 | 2023 | 1000002 | Non-Residential ¦ 2023 ¦ 1000002 | UI ¦ PV Paired ¦ Customer Owned ¦ Large C&I ¦ Bids into FCM ¦ Non-Residential ¦ 2023 ¦ 1000002 | 0 | FALSE
[55 empty] | 37 | Residential | UI ¦ Standalone ¦ Customer Owned ¦ Residential Non-LMI ¦ Does Not Bid into FCM | 11 | 2023 | 1000000 | Residential ¦ 2023 ¦ 1000000 | UI ¦ Standalone ¦ Customer Owned ¦ Residential Non-LMI ¦ Does Not Bid into FCM ¦ Residential ¦ 2023 ¦ 1000000 | 0 | FALSE
[55 empty] | 38 | Residential | UI ¦ Standalone ¦ Customer Owned ¦ Residential Non-LMI ¦ Bids into FCM | 11 | 2023 | 1000000 | Residential ¦ 2023 ¦ 1000000 | UI ¦ Standalone ¦ Customer Owned ¦ Residential Non-LMI ¦ Bids into FCM ¦ Residential ¦ 2023 ¦ 1000000 | 0 | FALSE
[55 empty] | 39 | Residential | UI ¦ Standalone ¦ Customer Owned ¦ Residential Underserved ¦ Does Not Bid into FCM | 11 | 2023 | 1000000 | Residential ¦ 2023 ¦ 1000000 | UI ¦ Standalone ¦ Customer Owned ¦ Residential Underserved ¦ Does Not Bid into FCM ¦ Residential ¦ 2023 ¦ 1000000 | 0 | FALSE
[55 empty] | 40 | Residential | UI ¦ Standalone ¦ Customer Owned ¦ Residential Underserved ¦ Bids into FCM | 11 | 2023 | 1000000 | Residential ¦ 2023 ¦ 1000000 | UI ¦ Standalone ¦ Customer Owned ¦ Residential Underserved ¦ Bids into FCM ¦ Residential ¦ 2023 ¦ 1000000 | 0 | FALSE
[55 empty] | 41 | Residential | UI ¦ Standalone ¦ Customer Owned ¦ Residential Low Income ¦ Does Not Bid into FCM | 11 | 2023 | 1000000 | Residential ¦ 2023 ¦ 1000000 | UI ¦ Standalone ¦ Customer Owned ¦ Residential Low Income ¦ Does Not Bid into FCM ¦ Residential ¦ 2023 ¦ 1000000 | 0 | FALSE
[55 empty] | 42 | Residential | UI ¦ Standalone ¦ Customer Owned ¦ Residential Low Income ¦ Bids into FCM | 11 | 2023 | 1000000 | Residential ¦ 2023 ¦ 1000000 | UI ¦ Standalone ¦ Customer Owned ¦ Residential Low Income ¦ Bids into FCM ¦ Residential ¦ 2023 ¦ 1000000 | 0 | FALSE
[55 empty] | 43 | Non-Residential | UI ¦ Standalone ¦ Customer Owned ¦ Small C&I ¦ Does Not Bid into FCM | 11 | 2023 | 1000002 | Non-Residential ¦ 2023 ¦ 1000002 | UI ¦ Standalone ¦ Customer Owned ¦ Small C&I ¦ Does Not Bid into FCM ¦ Non-Residential ¦ 2023 ¦ 1000002 | 0 | FALSE
[55 empty] | 44 | Non-Residential | UI ¦ Standalone ¦ Customer Owned ¦ Small C&I ¦ Bids into FCM | 11 | 2023 | 1000002 | Non-Residential ¦ 2023 ¦ 1000002 | UI ¦ Standalone ¦ Customer Owned ¦ Small C&I ¦ Bids into FCM ¦ Non-Residential ¦ 2023 ¦ 1000002 | 0 | FALSE
[55 empty] | 45 | Non-Residential | UI ¦ Standalone ¦ Customer Owned ¦ Medium C&I ¦ Does Not Bid into FCM | 11 | 2023 | 1000002 | Non-Residential ¦ 2023 ¦ 1000002 | UI ¦ Standalone ¦ Customer Owned ¦ Medium C&I ¦ Does Not Bid into FCM ¦ Non-Residential ¦ 2023 ¦ 1000002 | 0 | FALSE
[55 empty] | 46 | Non-Residential | UI ¦ Standalone ¦ Customer Owned ¦ Medium C&I ¦ Bids into FCM | 11 | 2023 | 1000002 | Non-Residential ¦ 2023 ¦ 1000002 | UI ¦ Standalone ¦ Customer Owned ¦ Medium C&I ¦ Bids into FCM ¦ Non-Residential ¦ 2023 ¦ 1000002 | 0 | FALSE
[55 empty] | 47 | Non-Residential | UI ¦ Standalone ¦ Customer Owned ¦ Large C&I ¦ Does Not Bid into FCM | 11 | 2023 | 1000002 | Non-Residential ¦ 2023 ¦ 1000002 | UI ¦ Standalone ¦ Customer Owned ¦ Large C&I ¦ Does Not Bid into FCM ¦ Non-Residential ¦ 2023 ¦ 1000002 | 0 | FALSE
[55 empty] | 48 | Non-Residential | UI ¦ Standalone ¦ Customer Owned ¦ Large C&I ¦ Bids into FCM | 11 | 2023 | 1000002 | Non-Residential ¦ 2023 ¦ 1000002 | UI ¦ Standalone ¦ Customer Owned ¦ Large C&I ¦ Bids into FCM ¦ Non-Residential ¦ 2023 ¦ 1000002 | 0 | FALSE
[55 empty] | 1 | Residential | Eversource ¦ PV Paired ¦ Customer Owned ¦ Residential Non-LMI ¦ Does Not Bid into FCM | 12 | 2024 | 1000000 | Residential ¦ 2024 ¦ 1000000 | Eversource ¦ PV Paired ¦ Customer Owned ¦ Residential Non-LMI ¦ Does Not Bid into FCM ¦ Residential ¦ 2024 ¦ 1000000 | 0 | FALSE
[55 empty] | 2 | Residential | Eversource ¦ PV Paired ¦ Customer Owned ¦ Residential Non-LMI ¦ Bids into FCM | 12 | 2024 | 1000000 | Residential ¦ 2024 ¦ 1000000 | Eversource ¦ PV Paired ¦ Customer Owned ¦ Residential Non-LMI ¦ Bids into FCM ¦ Residential ¦ 2024 ¦ 1000000 | 0 | FALSE
[55 empty] | 3 | Residential | Eversource ¦ PV Paired ¦ Customer Owned ¦ Residential Underserved ¦ Does Not Bid into FCM | 12 | 2024 | 1000000 | Residential ¦ 2024 ¦ 1000000 | Eversource ¦ PV Paired ¦ Customer Owned ¦ Residential Underserved ¦ Does Not Bid into FCM ¦ Residential ¦ 2024 ¦ 1000000 | 0 | FALSE
[55 empty] | 4 | Residential | Eversource ¦ PV Paired ¦ Customer Owned ¦ Residential Underserved ¦ Bids into FCM | 12 | 2024 | 1000000 | Residential ¦ 2024 ¦ 1000000 | Eversource ¦ PV Paired ¦ Customer Owned ¦ Residential Underserved ¦ Bids into FCM ¦ Residential ¦ 2024 ¦ 1000000 | 0 | FALSE
[55 empty] | 5 | Residential | Eversource ¦ PV Paired ¦ Customer Owned ¦ Residential Low Income ¦ Does Not Bid into FCM | 12 | 2024 | 1000000 | Residential ¦ 2024 ¦ 1000000 | Eversource ¦ PV Paired ¦ Customer Owned ¦ Residential Low Income ¦ Does Not Bid into FCM ¦ Residential ¦ 2024 ¦ 1000000 | 0 | FALSE
[55 empty] | 6 | Residential | Eversource ¦ PV Paired ¦ Customer Owned ¦ Residential Low Income ¦ Bids into FCM | 12 | 2024 | 1000000 | Residential ¦ 2024 ¦ 1000000 | Eversource ¦ PV Paired ¦ Customer Owned ¦ Residential Low Income ¦ Bids into FCM ¦ Residential ¦ 2024 ¦ 1000000 | 0 | FALSE
[55 empty] | 7 | Non-Residential | Eversource ¦ PV Paired ¦ Customer Owned ¦ Small C&I ¦ Does Not Bid into FCM | 12 | 2024 | 1000002 | Non-Residential ¦ 2024 ¦ 1000002 | Eversource ¦ PV Paired ¦ Customer Owned ¦ Small C&I ¦ Does Not Bid into FCM ¦ Non-Residential ¦ 2024 ¦ 1000002 | 0 | FALSE
[55 empty] | 8 | Non-Residential | Eversource ¦ PV Paired ¦ Customer Owned ¦ Small C&I ¦ Bids into FCM | 12 | 2024 | 1000002 | Non-Residential ¦ 2024 ¦ 1000002 | Eversource ¦ PV Paired ¦ Customer Owned ¦ Small C&I ¦ Bids into FCM ¦ Non-Residential ¦ 2024 ¦ 1000002 | 0 | FALSE
[55 empty] | 9 | Non-Residential | Eversource ¦ PV Paired ¦ Customer Owned ¦ Medium C&I ¦ Does Not Bid into FCM | 12 | 2024 | 1000002 | Non-Residential ¦ 2024 ¦ 1000002 | Eversource ¦ PV Paired ¦ Customer Owned ¦ Medium C&I ¦ Does Not Bid into FCM ¦ Non-Residential ¦ 2024 ¦ 1000002 | 0 | FALSE
[55 empty] | 10 | Non-Residential | Eversource ¦ PV Paired ¦ Customer Owned ¦ Medium C&I ¦ Bids into FCM | 12 | 2024 | 1000002 | Non-Residential ¦ 2024 ¦ 1000002 | Eversource ¦ PV Paired ¦ Customer Owned ¦ Medium C&I ¦ Bids into FCM ¦ Non-Residential ¦ 2024 ¦ 1000002 | 0 | FALSE
[55 empty] | 11 | Non-Residential | Eversource ¦ PV Paired ¦ Customer Owned ¦ Large C&I ¦ Does Not Bid into FCM | 12 | 2024 | 1000002 | Non-Residential ¦ 2024 ¦ 1000002 | Eversource ¦ PV Paired ¦ Customer Owned ¦ Large C&I ¦ Does Not Bid into FCM ¦ Non-Residential ¦ 2024 ¦ 1000002 | 0 | FALSE
[55 empty] | 12 | Non-Residential | Eversource ¦ PV Paired ¦ Customer Owned ¦ Large C&I ¦ Bids into FCM | 12 | 2024 | 1000002 | Non-Residential ¦ 2024 ¦ 1000002 | Eversource ¦ PV Paired ¦ Customer Owned ¦ Large C&I ¦ Bids into FCM ¦ Non-Residential ¦ 2024 ¦ 1000002 | 0 | FALSE
[55 empty] | 13 | Residential | Eversource ¦ Standalone ¦ Customer Owned ¦ Residential Non-LMI ¦ Does Not Bid into FCM | 12 | 2024 | 1000000 | Residential ¦ 2024 ¦ 1000000 | Eversource ¦ Standalone ¦ Customer Owned ¦ Residential Non-LMI ¦ Does Not Bid into FCM ¦ Residential ¦ 2024 ¦ 1000000 | 0 | FALSE
[55 empty] | 14 | Residential | Eversource ¦ Standalone ¦ Customer Owned ¦ Residential Non-LMI ¦ Bids into FCM | 12 | 2024 | 1000000 | Residential ¦ 2024 ¦ 1000000 | Eversource ¦ Standalone ¦ Customer Owned ¦ Residential Non-LMI ¦ Bids into FCM ¦ Residential ¦ 2024 ¦ 1000000 | 0 | FALSE
[55 empty] | 15 | Residential | Eversource ¦ Standalone ¦ Customer Owned ¦ Residential Underserved ¦ Does Not Bid into FCM | 12 | 2024 | 1000000 | Residential ¦ 2024 ¦ 1000000 | Eversource ¦ Standalone ¦ Customer Owned ¦ Residential Underserved ¦ Does Not Bid into FCM ¦ Residential ¦ 2024 ¦ 1000000 | 0 | FALSE
[55 empty] | 16 | Residential | Eversource ¦ Standalone ¦ Customer Owned ¦ Residential Underserved ¦ Bids into FCM | 12 | 2024 | 1000000 | Residential ¦ 2024 ¦ 1000000 | Eversource ¦ Standalone ¦ Customer Owned ¦ Residential Underserved ¦ Bids into FCM ¦ Residential ¦ 2024 ¦ 1000000 | 0 | FALSE
[55 empty] | 17 | Residential | Eversource ¦ Standalone ¦ Customer Owned ¦ Residential Low Income ¦ Does Not Bid into FCM | 12 | 2024 | 1000000 | Residential ¦ 2024 ¦ 1000000 | Eversource ¦ Standalone ¦ Customer Owned ¦ Residential Low Income ¦ Does Not Bid into FCM ¦ Residential ¦ 2024 ¦ 1000000 | 0 | FALSE
[55 empty] | 18 | Residential | Eversource ¦ Standalone ¦ Customer Owned ¦ Residential Low Income ¦ Bids into FCM | 12 | 2024 | 1000000 | Residential ¦ 2024 ¦ 1000000 | Eversource ¦ Standalone ¦ Customer Owned ¦ Residential Low Income ¦ Bids into FCM ¦ Residential ¦ 2024 ¦ 1000000 | 0 | FALSE
[55 empty] | 19 | Non-Residential | Eversource ¦ Standalone ¦ Customer Owned ¦ Small C&I ¦ Does Not Bid into FCM | 12 | 2024 | 1000002 | Non-Residential ¦ 2024 ¦ 1000002 | Eversource ¦ Standalone ¦ Customer Owned ¦ Small C&I ¦ Does Not Bid into FCM ¦ Non-Residential ¦ 2024 ¦ 1000002 | 0 | FALSE
[55 empty] | 20 | Non-Residential | Eversource ¦ Standalone ¦ Customer Owned ¦ Small C&I ¦ Bids into FCM | 12 | 2024 | 1000002 | Non-Residential ¦ 2024 ¦ 1000002 | Eversource ¦ Standalone ¦ Customer Owned ¦ Small C&I ¦ Bids into FCM ¦ Non-Residential ¦ 2024 ¦ 1000002 | 0 | FALSE
[55 empty] | 21 | Non-Residential | Eversource ¦ Standalone ¦ Customer Owned ¦ Medium C&I ¦ Does Not Bid into FCM | 12 | 2024 | 1000002 | Non-Residential ¦ 2024 ¦ 1000002 | Eversource ¦ Standalone ¦ Customer Owned ¦ Medium C&I ¦ Does Not Bid into FCM ¦ Non-Residential ¦ 2024 ¦ 1000002 | 0 | FALSE
[55 empty] | 22 | Non-Residential | Eversource ¦ Standalone ¦ Customer Owned ¦ Medium C&I ¦ Bids into FCM | 12 | 2024 | 1000002 | Non-Residential ¦ 2024 ¦ 1000002 | Eversource ¦ Standalone ¦ Customer Owned ¦ Medium C&I ¦ Bids into FCM ¦ Non-Residential ¦ 2024 ¦ 1000002 | 0 | FALSE
[55 empty] | 23 | Non-Residential | Eversource ¦ Standalone ¦ Customer Owned ¦ Large C&I ¦ Does Not Bid into FCM | 12 | 2024 | 1000002 | Non-Residential ¦ 2024 ¦ 1000002 | Eversource ¦ Standalone ¦ Customer Owned ¦ Large C&I ¦ Does Not Bid into FCM ¦ Non-Residential ¦ 2024 ¦ 1000002 | 0 | FALSE
[55 empty] | 24 | Non-Residential | Eversource ¦ Standalone ¦ Customer Owned ¦ Large C&I ¦ Bids into FCM | 12 | 2024 | 1000002 | Non-Residential ¦ 2024 ¦ 1000002 | Eversource ¦ Standalone ¦ Customer Owned ¦ Large C&I ¦ Bids into FCM ¦ Non-Residential ¦ 2024 ¦ 1000002 | 0 | FALSE
[55 empty] | 25 | Residential | UI ¦ PV Paired ¦ Customer Owned ¦ Residential Non-LMI ¦ Does Not Bid into FCM | 12 | 2024 | 1000000 | Residential ¦ 2024 ¦ 1000000 | UI ¦ PV Paired ¦ Customer Owned ¦ Residential Non-LMI ¦ Does Not Bid into FCM ¦ Residential ¦ 2024 ¦ 1000000 | 0 | FALSE
[55 empty] | 26 | Residential | UI ¦ PV Paired ¦ Customer Owned ¦ Residential Non-LMI ¦ Bids into FCM | 12 | 2024 | 1000000 | Residential ¦ 2024 ¦ 1000000 | UI ¦ PV Paired ¦ Customer Owned ¦ Residential Non-LMI ¦ Bids into FCM ¦ Residential ¦ 2024 ¦ 1000000 | 0 | FALSE
[55 empty] | 27 | Residential | UI ¦ PV Paired ¦ Customer Owned ¦ Residential Underserved ¦ Does Not Bid into FCM | 12 | 2024 | 1000000 | Residential ¦ 2024 ¦ 1000000 | UI ¦ PV Paired ¦ Customer Owned ¦ Residential Underserved ¦ Does Not Bid into FCM ¦ Residential ¦ 2024 ¦ 1000000 | 0 | FALSE
[55 empty] | 28 | Residential | UI ¦ PV Paired ¦ Customer Owned ¦ Residential Underserved ¦ Bids into FCM | 12 | 2024 | 1000000 | Residential ¦ 2024 ¦ 1000000 | UI ¦ PV Paired ¦ Customer Owned ¦ Residential Underserved ¦ Bids into FCM ¦ Residential ¦ 2024 ¦ 1000000 | 0 | FALSE
[55 empty] | 29 | Residential | UI ¦ PV Paired ¦ Customer Owned ¦ Residential Low Income ¦ Does Not Bid into FCM | 12 | 2024 | 1000000 | Residential ¦ 2024 ¦ 1000000 | UI ¦ PV Paired ¦ Customer Owned ¦ Residential Low Income ¦ Does Not Bid into FCM ¦ Residential ¦ 2024 ¦ 1000000 | 0 | FALSE
[55 empty] | 30 | Residential | UI ¦ PV Paired ¦ Customer Owned ¦ Residential Low Income ¦ Bids into FCM | 12 | 2024 | 1000000 | Residential ¦ 2024 ¦ 1000000 | UI ¦ PV Paired ¦ Customer Owned ¦ Residential Low Income ¦ Bids into FCM ¦ Residential ¦ 2024 ¦ 1000000 | 0 | FALSE
[55 empty] | 31 | Non-Residential | UI ¦ PV Paired ¦ Customer Owned ¦ Small C&I ¦ Does Not Bid into FCM | 12 | 2024 | 1000002 | Non-Residential ¦ 2024 ¦ 1000002 | UI ¦ PV Paired ¦ Customer Owned ¦ Small C&I ¦ Does Not Bid into FCM ¦ Non-Residential ¦ 2024 ¦ 1000002 | 0 | FALSE
[55 empty] | 32 | Non-Residential | UI ¦ PV Paired ¦ Customer Owned ¦ Small C&I ¦ Bids into FCM | 12 | 2024 | 1000002 | Non-Residential ¦ 2024 ¦ 1000002 | UI ¦ PV Paired ¦ Customer Owned ¦ Small C&I ¦ Bids into FCM ¦ Non-Residential ¦ 2024 ¦ 1000002 | 0 | FALSE
[55 empty] | 33 | Non-Residential | UI ¦ PV Paired ¦ Customer Owned ¦ Medium C&I ¦ Does Not Bid into FCM | 12 | 2024 | 1000002 | Non-Residential ¦ 2024 ¦ 1000002 | UI ¦ PV Paired ¦ Customer Owned ¦ Medium C&I ¦ Does Not Bid into FCM ¦ Non-Residential ¦ 2024 ¦ 1000002 | 0 | FALSE
[55 empty] | 34 | Non-Residential | UI ¦ PV Paired ¦ Customer Owned ¦ Medium C&I ¦ Bids into FCM | 12 | 2024 | 1000002 | Non-Residential ¦ 2024 ¦ 1000002 | UI ¦ PV Paired ¦ Customer Owned ¦ Medium C&I ¦ Bids into FCM ¦ Non-Residential ¦ 2024 ¦ 1000002 | 0 | FALSE
[55 empty] | 35 | Non-Residential | UI ¦ PV Paired ¦ Customer Owned ¦ Large C&I ¦ Does Not Bid into FCM | 12 | 2024 | 1000002 | Non-Residential ¦ 2024 ¦ 1000002 | UI ¦ PV Paired ¦ Customer Owned ¦ Large C&I ¦ Does Not Bid into FCM ¦ Non-Residential ¦ 2024 ¦ 1000002 | 0 | FALSE
[55 empty] | 36 | Non-Residential | UI ¦ PV Paired ¦ Customer Owned ¦ Large C&I ¦ Bids into FCM | 12 | 2024 | 1000002 | Non-Residential ¦ 2024 ¦ 1000002 | UI ¦ PV Paired ¦ Customer Owned ¦ Large C&I ¦ Bids into FCM ¦ Non-Residential ¦ 2024 ¦ 1000002 | 0 | FALSE
[55 empty] | 37 | Residential | UI ¦ Standalone ¦ Customer Owned ¦ Residential Non-LMI ¦ Does Not Bid into FCM | 12 | 2024 | 1000000 | Residential ¦ 2024 ¦ 1000000 | UI ¦ Standalone ¦ Customer Owned ¦ Residential Non-LMI ¦ Does Not Bid into FCM ¦ Residential ¦ 2024 ¦ 1000000 | 0 | FALSE
[55 empty] | 38 | Residential | UI ¦ Standalone ¦ Customer Owned ¦ Residential Non-LMI ¦ Bids into FCM | 12 | 2024 | 1000000 | Residential ¦ 2024 ¦ 1000000 | UI ¦ Standalone ¦ Customer Owned ¦ Residential Non-LMI ¦ Bids into FCM ¦ Residential ¦ 2024 ¦ 1000000 | 0 | FALSE
[55 empty] | 39 | Residential | UI ¦ Standalone ¦ Customer Owned ¦ Residential Underserved ¦ Does Not Bid into FCM | 12 | 2024 | 1000000 | Residential ¦ 2024 ¦ 1000000 | UI ¦ Standalone ¦ Customer Owned ¦ Residential Underserved ¦ Does Not Bid into FCM ¦ Residential ¦ 2024 ¦ 1000000 | 0 | FALSE
[55 empty] | 40 | Residential | UI ¦ Standalone ¦ Customer Owned ¦ Residential Underserved ¦ Bids into FCM | 12 | 2024 | 1000000 | Residential ¦ 2024 ¦ 1000000 | UI ¦ Standalone ¦ Customer Owned ¦ Residential Underserved ¦ Bids into FCM ¦ Residential ¦ 2024 ¦ 1000000 | 0 | FALSE
[55 empty] | 41 | Residential | UI ¦ Standalone ¦ Customer Owned ¦ Residential Low Income ¦ Does Not Bid into FCM | 12 | 2024 | 1000000 | Residential ¦ 2024 ¦ 1000000 | UI ¦ Standalone ¦ Customer Owned ¦ Residential Low Income ¦ Does Not Bid into FCM ¦ Residential ¦ 2024 ¦ 1000000 | 0 | FALSE
[55 empty] | 42 | Residential | UI ¦ Standalone ¦ Customer Owned ¦ Residential Low Income ¦ Bids into FCM | 12 | 2024 | 1000000 | Residential ¦ 2024 ¦ 1000000 | UI ¦ Standalone ¦ Customer Owned ¦ Residential Low Income ¦ Bids into FCM ¦ Residential ¦ 2024 ¦ 1000000 | 0 | FALSE
[55 empty] | 43 | Non-Residential | UI ¦ Standalone ¦ Customer Owned ¦ Small C&I ¦ Does Not Bid into FCM | 12 | 2024 | 1000002 | Non-Residential ¦ 2024 ¦ 1000002 | UI ¦ Standalone ¦ Customer Owned ¦ Small C&I ¦ Does Not Bid into FCM ¦ Non-Residential ¦ 2024 ¦ 1000002 | 0 | FALSE
[55 empty] | 44 | Non-Residential | UI ¦ Standalone ¦ Customer Owned ¦ Small C&I ¦ Bids into FCM | 12 | 2024 | 1000002 | Non-Residential ¦ 2024 ¦ 1000002 | UI ¦ Standalone ¦ Customer Owned ¦ Small C&I ¦ Bids into FCM ¦ Non-Residential ¦ 2024 ¦ 1000002 | 0 | FALSE
[55 empty] | 45 | Non-Residential | UI ¦ Standalone ¦ Customer Owned ¦ Medium C&I ¦ Does Not Bid into FCM | 12 | 2024 | 1000002 | Non-Residential ¦ 2024 ¦ 1000002 | UI ¦ Standalone ¦ Customer Owned ¦ Medium C&I ¦ Does Not Bid into FCM ¦ Non-Residential ¦ 2024 ¦ 1000002 | 0 | FALSE
[55 empty] | 46 | Non-Residential | UI ¦ Standalone ¦ Customer Owned ¦ Medium C&I ¦ Bids into FCM | 12 | 2024 | 1000002 | Non-Residential ¦ 2024 ¦ 1000002 | UI ¦ Standalone ¦ Customer Owned ¦ Medium C&I ¦ Bids into FCM ¦ Non-Residential ¦ 2024 ¦ 1000002 | 0 | FALSE
[55 empty] | 47 | Non-Residential | UI ¦ Standalone ¦ Customer Owned ¦ Large C&I ¦ Does Not Bid into FCM | 12 | 2024 | 1000002 | Non-Residential ¦ 2024 ¦ 1000002 | UI ¦ Standalone ¦ Customer Owned ¦ Large C&I ¦ Does Not Bid into FCM ¦ Non-Residential ¦ 2024 ¦ 1000002 | 0 | FALSE
[55 empty] | 48 | Non-Residential | UI ¦ Standalone ¦ Customer Owned ¦ Large C&I ¦ Bids into FCM | 12 | 2024 | 1000002 | Non-Residential ¦ 2024 ¦ 1000002 | UI ¦ Standalone ¦ Customer Owned ¦ Large C&I ¦ Bids into FCM ¦ Non-Residential ¦ 2024 ¦ 1000002 | 0 | FALSE
[55 empty] | 1 | Residential | Eversource ¦ PV Paired ¦ Customer Owned ¦ Residential Non-LMI ¦ Does Not Bid into FCM | 13 | 2022 | 1000001 | Residential ¦ 2022 ¦ 1000001 | Eversource ¦ PV Paired ¦ Customer Owned ¦ Residential Non-LMI ¦ Does Not Bid into FCM ¦ Residential ¦ 2022 ¦ 1000001 | 0 | FALSE
[55 empty] | 2 | Residential | Eversource ¦ PV Paired ¦ Customer Owned ¦ Residential Non-LMI ¦ Bids into FCM | 13 | 2022 | 1000001 | Residential ¦ 2022 ¦ 1000001 | Eversource ¦ PV Paired ¦ Customer Owned ¦ Residential Non-LMI ¦ Bids into FCM ¦ Residential ¦ 2022 ¦ 1000001 | 0 | FALSE
[55 empty] | 3 | Residential | Eversource ¦ PV Paired ¦ Customer Owned ¦ Residential Underserved ¦ Does Not Bid into FCM | 13 | 2022 | 1000001 | Residential ¦ 2022 ¦ 1000001 | Eversource ¦ PV Paired ¦ Customer Owned ¦ Residential Underserved ¦ Does Not Bid into FCM ¦ Residential ¦ 2022 ¦ 1000001 | 0 | FALSE
[55 empty] | 4 | Residential | Eversource ¦ PV Paired ¦ Customer Owned ¦ Residential Underserved ¦ Bids into FCM | 13 | 2022 | 1000001 | Residential ¦ 2022 ¦ 1000001 | Eversource ¦ PV Paired ¦ Customer Owned ¦ Residential Underserved ¦ Bids into FCM ¦ Residential ¦ 2022 ¦ 1000001 | 0 | FALSE
[55 empty] | 5 | Residential | Eversource ¦ PV Paired ¦ Customer Owned ¦ Residential Low Income ¦ Does Not Bid into FCM | 13 | 2022 | 1000001 | Residential ¦ 2022 ¦ 1000001 | Eversource ¦ PV Paired ¦ Customer Owned ¦ Residential Low Income ¦ Does Not Bid into FCM ¦ Residential ¦ 2022 ¦ 1000001 | 0 | FALSE
[55 empty] | 6 | Residential | Eversource ¦ PV Paired ¦ Customer Owned ¦ Residential Low Income ¦ Bids into FCM | 13 | 2022 | 1000001 | Residential ¦ 2022 ¦ 1000001 | Eversource ¦ PV Paired ¦ Customer Owned ¦ Residential Low Income ¦ Bids into FCM ¦ Residential ¦ 2022 ¦ 1000001 | 0 | FALSE
[55 empty] | 7 | Non-Residential | Eversource ¦ PV Paired ¦ Customer Owned ¦ Small C&I ¦ Does Not Bid into FCM | 13 | 2022 | 1000003 | Non-Residential ¦ 2022 ¦ 1000003 | Eversource ¦ PV Paired ¦ Customer Owned ¦ Small C&I ¦ Does Not Bid into FCM ¦ Non-Residential ¦ 2022 ¦ 1000003 | 0 | FALSE
[55 empty] | 8 | Non-Residential | Eversource ¦ PV Paired ¦ Customer Owned ¦ Small C&I ¦ Bids into FCM | 13 | 2022 | 1000003 | Non-Residential ¦ 2022 ¦ 1000003 | Eversource ¦ PV Paired ¦ Customer Owned ¦ Small C&I ¦ Bids into FCM ¦ Non-Residential ¦ 2022 ¦ 1000003 | 0 | FALSE
[55 empty] | 9 | Non-Residential | Eversource ¦ PV Paired ¦ Customer Owned ¦ Medium C&I ¦ Does Not Bid into FCM | 13 | 2022 | 1000003 | Non-Residential ¦ 2022 ¦ 1000003 | Eversource ¦ PV Paired ¦ Customer Owned ¦ Medium C&I ¦ Does Not Bid into FCM ¦ Non-Residential ¦ 2022 ¦ 1000003 | 0 | FALSE
[55 empty] | 10 | Non-Residential | Eversource ¦ PV Paired ¦ Customer Owned ¦ Medium C&I ¦ Bids into FCM | 13 | 2022 | 1000003 | Non-Residential ¦ 2022 ¦ 1000003 | Eversource ¦ PV Paired ¦ Customer Owned ¦ Medium C&I ¦ Bids into FCM ¦ Non-Residential ¦ 2022 ¦ 1000003 | 0 | FALSE
[55 empty] | 11 | Non-Residential | Eversource ¦ PV Paired ¦ Customer Owned ¦ Large C&I ¦ Does Not Bid into FCM | 13 | 2022 | 1000003 | Non-Residential ¦ 2022 ¦ 1000003 | Eversource ¦ PV Paired ¦ Customer Owned ¦ Large C&I ¦ Does Not Bid into FCM ¦ Non-Residential ¦ 2022 ¦ 1000003 | 0 | FALSE
[55 empty] | 12 | Non-Residential | Eversource ¦ PV Paired ¦ Customer Owned ¦ Large C&I ¦ Bids into FCM | 13 | 2022 | 1000003 | Non-Residential ¦ 2022 ¦ 1000003 | Eversource ¦ PV Paired ¦ Customer Owned ¦ Large C&I ¦ Bids into FCM ¦ Non-Residential ¦ 2022 ¦ 1000003 | 0 | FALSE
[55 empty] | 13 | Residential | Eversource ¦ Standalone ¦ Customer Owned ¦ Residential Non-LMI ¦ Does Not Bid into FCM | 13 | 2022 | 1000001 | Residential ¦ 2022 ¦ 1000001 | Eversource ¦ Standalone ¦ Customer Owned ¦ Residential Non-LMI ¦ Does Not Bid into FCM ¦ Residential ¦ 2022 ¦ 1000001 | 0 | FALSE
[55 empty] | 14 | Residential | Eversource ¦ Standalone ¦ Customer Owned ¦ Residential Non-LMI ¦ Bids into FCM | 13 | 2022 | 1000001 | Residential ¦ 2022 ¦ 1000001 | Eversource ¦ Standalone ¦ Customer Owned ¦ Residential Non-LMI ¦ Bids into FCM ¦ Residential ¦ 2022 ¦ 1000001 | 0 | FALSE
[55 empty] | 15 | Residential | Eversource ¦ Standalone ¦ Customer Owned ¦ Residential Underserved ¦ Does Not Bid into FCM | 13 | 2022 | 1000001 | Residential ¦ 2022 ¦ 1000001 | Eversource ¦ Standalone ¦ Customer Owned ¦ Residential Underserved ¦ Does Not Bid into FCM ¦ Residential ¦ 2022 ¦ 1000001 | 0 | FALSE
[55 empty] | 16 | Residential | Eversource ¦ Standalone ¦ Customer Owned ¦ Residential Underserved ¦ Bids into FCM | 13 | 2022 | 1000001 | Residential ¦ 2022 ¦ 1000001 | Eversource ¦ Standalone ¦ Customer Owned ¦ Residential Underserved ¦ Bids into FCM ¦ Residential ¦ 2022 ¦ 1000001 | 0 | FALSE
[55 empty] | 17 | Residential | Eversource ¦ Standalone ¦ Customer Owned ¦ Residential Low Income ¦ Does Not Bid into FCM | 13 | 2022 | 1000001 | Residential ¦ 2022 ¦ 1000001 | Eversource ¦ Standalone ¦ Customer Owned ¦ Residential Low Income ¦ Does Not Bid into FCM ¦ Residential ¦ 2022 ¦ 1000001 | 0 | FALSE
[55 empty] | 18 | Residential | Eversource ¦ Standalone ¦ Customer Owned ¦ Residential Low Income ¦ Bids into FCM | 13 | 2022 | 1000001 | Residential ¦ 2022 ¦ 1000001 | Eversource ¦ Standalone ¦ Customer Owned ¦ Residential Low Income ¦ Bids into FCM ¦ Residential ¦ 2022 ¦ 1000001 | 0 | FALSE
[55 empty] | 19 | Non-Residential | Eversource ¦ Standalone ¦ Customer Owned ¦ Small C&I ¦ Does Not Bid into FCM | 13 | 2022 | 1000003 | Non-Residential ¦ 2022 ¦ 1000003 | Eversource ¦ Standalone ¦ Customer Owned ¦ Small C&I ¦ Does Not Bid into FCM ¦ Non-Residential ¦ 2022 ¦ 1000003 | 0 | FALSE
[55 empty] | 20 | Non-Residential | Eversource ¦ Standalone ¦ Customer Owned ¦ Small C&I ¦ Bids into FCM | 13 | 2022 | 1000003 | Non-Residential ¦ 2022 ¦ 1000003 | Eversource ¦ Standalone ¦ Customer Owned ¦ Small C&I ¦ Bids into FCM ¦ Non-Residential ¦ 2022 ¦ 1000003 | 0 | FALSE
[55 empty] | 21 | Non-Residential | Eversource ¦ Standalone ¦ Customer Owned ¦ Medium C&I ¦ Does Not Bid into FCM | 13 | 2022 | 1000003 | Non-Residential ¦ 2022 ¦ 1000003 | Eversource ¦ Standalone ¦ Customer Owned ¦ Medium C&I ¦ Does Not Bid into FCM ¦ Non-Residential ¦ 2022 ¦ 1000003 | 0 | FALSE
[55 empty] | 22 | Non-Residential | Eversource ¦ Standalone ¦ Customer Owned ¦ Medium C&I ¦ Bids into FCM | 13 | 2022 | 1000003 | Non-Residential ¦ 2022 ¦ 1000003 | Eversource ¦ Standalone ¦ Customer Owned ¦ Medium C&I ¦ Bids into FCM ¦ Non-Residential ¦ 2022 ¦ 1000003 | 0 | FALSE
[55 empty] | 23 | Non-Residential | Eversource ¦ Standalone ¦ Customer Owned ¦ Large C&I ¦ Does Not Bid into FCM | 13 | 2022 | 1000003 | Non-Residential ¦ 2022 ¦ 1000003 | Eversource ¦ Standalone ¦ Customer Owned ¦ Large C&I ¦ Does Not Bid into FCM ¦ Non-Residential ¦ 2022 ¦ 1000003 | 0 | FALSE
[55 empty] | 24 | Non-Residential | Eversource ¦ Standalone ¦ Customer Owned ¦ Large C&I ¦ Bids into FCM | 13 | 2022 | 1000003 | Non-Residential ¦ 2022 ¦ 1000003 | Eversource ¦ Standalone ¦ Customer Owned ¦ Large C&I ¦ Bids into FCM ¦ Non-Residential ¦ 2022 ¦ 1000003 | 0 | FALSE
[55 empty] | 25 | Residential | UI ¦ PV Paired ¦ Customer Owned ¦ Residential Non-LMI ¦ Does Not Bid into FCM | 13 | 2022 | 1000001 | Residential ¦ 2022 ¦ 1000001 | UI ¦ PV Paired ¦ Customer Owned ¦ Residential Non-LMI ¦ Does Not Bid into FCM ¦ Residential ¦ 2022 ¦ 1000001 | 0 | FALSE
[55 empty] | 26 | Residential | UI ¦ PV Paired ¦ Customer Owned ¦ Residential Non-LMI ¦ Bids into FCM | 13 | 2022 | 1000001 | Residential ¦ 2022 ¦ 1000001 | UI ¦ PV Paired ¦ Customer Owned ¦ Residential Non-LMI ¦ Bids into FCM ¦ Residential ¦ 2022 ¦ 1000001 | 0 | FALSE
[55 empty] | 27 | Residential | UI ¦ PV Paired ¦ Customer Owned ¦ Residential Underserved ¦ Does Not Bid into FCM | 13 | 2022 | 1000001 | Residential ¦ 2022 ¦ 1000001 | UI ¦ PV Paired ¦ Customer Owned ¦ Residential Underserved ¦ Does Not Bid into FCM ¦ Residential ¦ 2022 ¦ 1000001 | 0 | FALSE
[55 empty] | 28 | Residential | UI ¦ PV Paired ¦ Customer Owned ¦ Residential Underserved ¦ Bids into FCM | 13 | 2022 | 1000001 | Residential ¦ 2022 ¦ 1000001 | UI ¦ PV Paired ¦ Customer Owned ¦ Residential Underserved ¦ Bids into FCM ¦ Residential ¦ 2022 ¦ 1000001 | 0 | FALSE
[55 empty] | 29 | Residential | UI ¦ PV Paired ¦ Customer Owned ¦ Residential Low Income ¦ Does Not Bid into FCM | 13 | 2022 | 1000001 | Residential ¦ 2022 ¦ 1000001 | UI ¦ PV Paired ¦ Customer Owned ¦ Residential Low Income ¦ Does Not Bid into FCM ¦ Residential ¦ 2022 ¦ 1000001 | 0 | FALSE
[55 empty] | 30 | Residential | UI ¦ PV Paired ¦ Customer Owned ¦ Residential Low Income ¦ Bids into FCM | 13 | 2022 | 1000001 | Residential ¦ 2022 ¦ 1000001 | UI ¦ PV Paired ¦ Customer Owned ¦ Residential Low Income ¦ Bids into FCM ¦ Residential ¦ 2022 ¦ 1000001 | 0 | FALSE
[55 empty] | 31 | Non-Residential | UI ¦ PV Paired ¦ Customer Owned ¦ Small C&I ¦ Does Not Bid into FCM | 13 | 2022 | 1000003 | Non-Residential ¦ 2022 ¦ 1000003 | UI ¦ PV Paired ¦ Customer Owned ¦ Small C&I ¦ Does Not Bid into FCM ¦ Non-Residential ¦ 2022 ¦ 1000003 | 0 | FALSE
[55 empty] | 32 | Non-Residential | UI ¦ PV Paired ¦ Customer Owned ¦ Small C&I ¦ Bids into FCM | 13 | 2022 | 1000003 | Non-Residential ¦ 2022 ¦ 1000003 | UI ¦ PV Paired ¦ Customer Owned ¦ Small C&I ¦ Bids into FCM ¦ Non-Residential ¦ 2022 ¦ 1000003 | 0 | FALSE
[55 empty] | 33 | Non-Residential | UI ¦ PV Paired ¦ Customer Owned ¦ Medium C&I ¦ Does Not Bid into FCM | 13 | 2022 | 1000003 | Non-Residential ¦ 2022 ¦ 1000003 | UI ¦ PV Paired ¦ Customer Owned ¦ Medium C&I ¦ Does Not Bid into FCM ¦ Non-Residential ¦ 2022 ¦ 1000003 | 0 | FALSE
[55 empty] | 34 | Non-Residential | UI ¦ PV Paired ¦ Customer Owned ¦ Medium C&I ¦ Bids into FCM | 13 | 2022 | 1000003 | Non-Residential ¦ 2022 ¦ 1000003 | UI ¦ PV Paired ¦ Customer Owned ¦ Medium C&I ¦ Bids into FCM ¦ Non-Residential ¦ 2022 ¦ 1000003 | 0 | FALSE
[55 empty] | 35 | Non-Residential | UI ¦ PV Paired ¦ Customer Owned ¦ Large C&I ¦ Does Not Bid into FCM | 13 | 2022 | 1000003 | Non-Residential ¦ 2022 ¦ 1000003 | UI ¦ PV Paired ¦ Customer Owned ¦ Large C&I ¦ Does Not Bid into FCM ¦ Non-Residential ¦ 2022 ¦ 1000003 | 0 | FALSE
[55 empty] | 36 | Non-Residential | UI ¦ PV Paired ¦ Customer Owned ¦ Large C&I ¦ Bids into FCM | 13 | 2022 | 1000003 | Non-Residential ¦ 2022 ¦ 1000003 | UI ¦ PV Paired ¦ Customer Owned ¦ Large C&I ¦ Bids into FCM ¦ Non-Residential ¦ 2022 ¦ 1000003 | 0 | FALSE
[55 empty] | 37 | Residential | UI ¦ Standalone ¦ Customer Owned ¦ Residential Non-LMI ¦ Does Not Bid into FCM | 13 | 2022 | 1000001 | Residential ¦ 2022 ¦ 1000001 | UI ¦ Standalone ¦ Customer Owned ¦ Residential Non-LMI ¦ Does Not Bid into FCM ¦ Residential ¦ 2022 ¦ 1000001 | 0 | FALSE
[55 empty] | 38 | Residential | UI ¦ Standalone ¦ Customer Owned ¦ Residential Non-LMI ¦ Bids into FCM | 13 | 2022 | 1000001 | Residential ¦ 2022 ¦ 1000001 | UI ¦ Standalone ¦ Customer Owned ¦ Residential Non-LMI ¦ Bids into FCM ¦ Residential ¦ 2022 ¦ 1000001 | 0 | FALSE
[55 empty] | 39 | Residential | UI ¦ Standalone ¦ Customer Owned ¦ Residential Underserved ¦ Does Not Bid into FCM | 13 | 2022 | 1000001 | Residential ¦ 2022 ¦ 1000001 | UI ¦ Standalone ¦ Customer Owned ¦ Residential Underserved ¦ Does Not Bid into FCM ¦ Residential ¦ 2022 ¦ 1000001 | 0 | FALSE
[55 empty] | 40 | Residential | UI ¦ Standalone ¦ Customer Owned ¦ Residential Underserved ¦ Bids into FCM | 13 | 2022 | 1000001 | Residential ¦ 2022 ¦ 1000001 | UI ¦ Standalone ¦ Customer Owned ¦ Residential Underserved ¦ Bids into FCM ¦ Residential ¦ 2022 ¦ 1000001 | 0 | FALSE
[55 empty] | 41 | Residential | UI ¦ Standalone ¦ Customer Owned ¦ Residential Low Income ¦ Does Not Bid into FCM | 13 | 2022 | 1000001 | Residential ¦ 2022 ¦ 1000001 | UI ¦ Standalone ¦ Customer Owned ¦ Residential Low Income ¦ Does Not Bid into FCM ¦ Residential ¦ 2022 ¦ 1000001 | 0 | FALSE
[55 empty] | 42 | Residential | UI ¦ Standalone ¦ Customer Owned ¦ Residential Low Income ¦ Bids into FCM | 13 | 2022 | 1000001 | Residential ¦ 2022 ¦ 1000001 | UI ¦ Standalone ¦ Customer Owned ¦ Residential Low Income ¦ Bids into FCM ¦ Residential ¦ 2022 ¦ 1000001 | 0 | FALSE
[55 empty] | 43 | Non-Residential | UI ¦ Standalone ¦ Customer Owned ¦ Small C&I ¦ Does Not Bid into FCM | 13 | 2022 | 1000003 | Non-Residential ¦ 2022 ¦ 1000003 | UI ¦ Standalone ¦ Customer Owned ¦ Small C&I ¦ Does Not Bid into FCM ¦ Non-Residential ¦ 2022 ¦ 1000003 | 0 | FALSE
[55 empty] | 44 | Non-Residential | UI ¦ Standalone ¦ Customer Owned ¦ Small C&I ¦ Bids into FCM | 13 | 2022 | 1000003 | Non-Residential ¦ 2022 ¦ 1000003 | UI ¦ Standalone ¦ Customer Owned ¦ Small C&I ¦ Bids into FCM ¦ Non-Residential ¦ 2022 ¦ 1000003 | 0 | FALSE
[55 empty] | 45 | Non-Residential | UI ¦ Standalone ¦ Customer Owned ¦ Medium C&I ¦ Does Not Bid into FCM | 13 | 2022 | 1000003 | Non-Residential ¦ 2022 ¦ 1000003 | UI ¦ Standalone ¦ Customer Owned ¦ Medium C&I ¦ Does Not Bid into FCM ¦ Non-Residential ¦ 2022 ¦ 1000003 | 0 | FALSE
[55 empty] | 46 | Non-Residential | UI ¦ Standalone ¦ Customer Owned ¦ Medium C&I ¦ Bids into FCM | 13 | 2022 | 1000003 | Non-Residential ¦ 2022 ¦ 1000003 | UI ¦ Standalone ¦ Customer Owned ¦ Medium C&I ¦ Bids into FCM ¦ Non-Residential ¦ 2022 ¦ 1000003 | 0 | FALSE
[55 empty] | 47 | Non-Residential | UI ¦ Standalone ¦ Customer Owned ¦ Large C&I ¦ Does Not Bid into FCM | 13 | 2022 | 1000003 | Non-Residential ¦ 2022 ¦ 1000003 | UI ¦ Standalone ¦ Customer Owned ¦ Large C&I ¦ Does Not Bid into FCM ¦ Non-Residential ¦ 2022 ¦ 1000003 | 0 | FALSE
[55 empty] | 48 | Non-Residential | UI ¦ Standalone ¦ Customer Owned ¦ Large C&I ¦ Bids into FCM | 13 | 2022 | 1000003 | Non-Residential ¦ 2022 ¦ 1000003 | UI ¦ Standalone ¦ Customer Owned ¦ Large C&I ¦ Bids into FCM ¦ Non-Residential ¦ 2022 ¦ 1000003 | 0 | FALSE
[55 empty] | 1 | Residential | Eversource ¦ PV Paired ¦ Customer Owned ¦ Residential Non-LMI ¦ Does Not Bid into FCM | 14 | 2023 | 1000001 | Residential ¦ 2023 ¦ 1000001 | Eversource ¦ PV Paired ¦ Customer Owned ¦ Residential Non-LMI ¦ Does Not Bid into FCM ¦ Residential ¦ 2023 ¦ 1000001 | 0 | FALSE
[55 empty] | 2 | Residential | Eversource ¦ PV Paired ¦ Customer Owned ¦ Residential Non-LMI ¦ Bids into FCM | 14 | 2023 | 1000001 | Residential ¦ 2023 ¦ 1000001 | Eversource ¦ PV Paired ¦ Customer Owned ¦ Residential Non-LMI ¦ Bids into FCM ¦ Residential ¦ 2023 ¦ 1000001 | 0 | FALSE
[55 empty] | 3 | Residential | Eversource ¦ PV Paired ¦ Customer Owned ¦ Residential Underserved ¦ Does Not Bid into FCM | 14 | 2023 | 1000001 | Residential ¦ 2023 ¦ 1000001 | Eversource ¦ PV Paired ¦ Customer Owned ¦ Residential Underserved ¦ Does Not Bid into FCM ¦ Residential ¦ 2023 ¦ 1000001 | 0 | FALSE
[55 empty] | 4 | Residential | Eversource ¦ PV Paired ¦ Customer Owned ¦ Residential Underserved ¦ Bids into FCM | 14 | 2023 | 1000001 | Residential ¦ 2023 ¦ 1000001 | Eversource ¦ PV Paired ¦ Customer Owned ¦ Residential Underserved ¦ Bids into FCM ¦ Residential ¦ 2023 ¦ 1000001 | 0 | FALSE
[55 empty] | 5 | Residential | Eversource ¦ PV Paired ¦ Customer Owned ¦ Residential Low Income ¦ Does Not Bid into FCM | 14 | 2023 | 1000001 | Residential ¦ 2023 ¦ 1000001 | Eversource ¦ PV Paired ¦ Customer Owned ¦ Residential Low Income ¦ Does Not Bid into FCM ¦ Residential ¦ 2023 ¦ 1000001 | 0 | FALSE
[55 empty] | 6 | Residential | Eversource ¦ PV Paired ¦ Customer Owned ¦ Residential Low Income ¦ Bids into FCM | 14 | 2023 | 1000001 | Residential ¦ 2023 ¦ 1000001 | Eversource ¦ PV Paired ¦ Customer Owned ¦ Residential Low Income ¦ Bids into FCM ¦ Residential ¦ 2023 ¦ 1000001 | 0 | FALSE
[55 empty] | 7 | Non-Residential | Eversource ¦ PV Paired ¦ Customer Owned ¦ Small C&I ¦ Does Not Bid into FCM | 14 | 2023 | 1000003 | Non-Residential ¦ 2023 ¦ 1000003 | Eversource ¦ PV Paired ¦ Customer Owned ¦ Small C&I ¦ Does Not Bid into FCM ¦ Non-Residential ¦ 2023 ¦ 1000003 | 0 | FALSE
[55 empty] | 8 | Non-Residential | Eversource ¦ PV Paired ¦ Customer Owned ¦ Small C&I ¦ Bids into FCM | 14 | 2023 | 1000003 | Non-Residential ¦ 2023 ¦ 1000003 | Eversource ¦ PV Paired ¦ Customer Owned ¦ Small C&I ¦ Bids into FCM ¦ Non-Residential ¦ 2023 ¦ 1000003 | 0 | FALSE
[55 empty] | 9 | Non-Residential | Eversource ¦ PV Paired ¦ Customer Owned ¦ Medium C&I ¦ Does Not Bid into FCM | 14 | 2023 | 1000003 | Non-Residential ¦ 2023 ¦ 1000003 | Eversource ¦ PV Paired ¦ Customer Owned ¦ Medium C&I ¦ Does Not Bid into FCM ¦ Non-Residential ¦ 2023 ¦ 1000003 | 0 | FALSE
[55 empty] | 10 | Non-Residential | Eversource ¦ PV Paired ¦ Customer Owned ¦ Medium C&I ¦ Bids into FCM | 14 | 2023 | 1000003 | Non-Residential ¦ 2023 ¦ 1000003 | Eversource ¦ PV Paired ¦ Customer Owned ¦ Medium C&I ¦ Bids into FCM ¦ Non-Residential ¦ 2023 ¦ 1000003 | 0 | FALSE
[55 empty] | 11 | Non-Residential | Eversource ¦ PV Paired ¦ Customer Owned ¦ Large C&I ¦ Does Not Bid into FCM | 14 | 2023 | 1000003 | Non-Residential ¦ 2023 ¦ 1000003 | Eversource ¦ PV Paired ¦ Customer Owned ¦ Large C&I ¦ Does Not Bid into FCM ¦ Non-Residential ¦ 2023 ¦ 1000003 | 0 | FALSE
[55 empty] | 12 | Non-Residential | Eversource ¦ PV Paired ¦ Customer Owned ¦ Large C&I ¦ Bids into FCM | 14 | 2023 | 1000003 | Non-Residential ¦ 2023 ¦ 1000003 | Eversource ¦ PV Paired ¦ Customer Owned ¦ Large C&I ¦ Bids into FCM ¦ Non-Residential ¦ 2023 ¦ 1000003 | 0 | FALSE
[55 empty] | 13 | Residential | Eversource ¦ Standalone ¦ Customer Owned ¦ Residential Non-LMI ¦ Does Not Bid into FCM | 14 | 2023 | 1000001 | Residential ¦ 2023 ¦ 1000001 | Eversource ¦ Standalone ¦ Customer Owned ¦ Residential Non-LMI ¦ Does Not Bid into FCM ¦ Residential ¦ 2023 ¦ 1000001 | 0 | FALSE
[55 empty] | 14 | Residential | Eversource ¦ Standalone ¦ Customer Owned ¦ Residential Non-LMI ¦ Bids into FCM | 14 | 2023 | 1000001 | Residential ¦ 2023 ¦ 1000001 | Eversource ¦ Standalone ¦ Customer Owned ¦ Residential Non-LMI ¦ Bids into FCM ¦ Residential ¦ 2023 ¦ 1000001 | 0 | FALSE
[55 empty] | 15 | Residential | Eversource ¦ Standalone ¦ Customer Owned ¦ Residential Underserved ¦ Does Not Bid into FCM | 14 | 2023 | 1000001 | Residential ¦ 2023 ¦ 1000001 | Eversource ¦ Standalone ¦ Customer Owned ¦ Residential Underserved ¦ Does Not Bid into FCM ¦ Residential ¦ 2023 ¦ 1000001 | 0 | FALSE
[55 empty] | 16 | Residential | Eversource ¦ Standalone ¦ Customer Owned ¦ Residential Underserved ¦ Bids into FCM | 14 | 2023 | 1000001 | Residential ¦ 2023 ¦ 1000001 | Eversource ¦ Standalone ¦ Customer Owned ¦ Residential Underserved ¦ Bids into FCM ¦ Residential ¦ 2023 ¦ 1000001 | 0 | FALSE
[55 empty] | 17 | Residential | Eversource ¦ Standalone ¦ Customer Owned ¦ Residential Low Income ¦ Does Not Bid into FCM | 14 | 2023 | 1000001 | Residential ¦ 2023 ¦ 1000001 | Eversource ¦ Standalone ¦ Customer Owned ¦ Residential Low Income ¦ Does Not Bid into FCM ¦ Residential ¦ 2023 ¦ 1000001 | 0 | FALSE
[55 empty] | 18 | Residential | Eversource ¦ Standalone ¦ Customer Owned ¦ Residential Low Income ¦ Bids into FCM | 14 | 2023 | 1000001 | Residential ¦ 2023 ¦ 1000001 | Eversource ¦ Standalone ¦ Customer Owned ¦ Residential Low Income ¦ Bids into FCM ¦ Residential ¦ 2023 ¦ 1000001 | 0 | FALSE
[55 empty] | 19 | Non-Residential | Eversource ¦ Standalone ¦ Customer Owned ¦ Small C&I ¦ Does Not Bid into FCM | 14 | 2023 | 1000003 | Non-Residential ¦ 2023 ¦ 1000003 | Eversource ¦ Standalone ¦ Customer Owned ¦ Small C&I ¦ Does Not Bid into FCM ¦ Non-Residential ¦ 2023 ¦ 1000003 | 0 | FALSE
[55 empty] | 20 | Non-Residential | Eversource ¦ Standalone ¦ Customer Owned ¦ Small C&I ¦ Bids into FCM | 14 | 2023 | 1000003 | Non-Residential ¦ 2023 ¦ 1000003 | Eversource ¦ Standalone ¦ Customer Owned ¦ Small C&I ¦ Bids into FCM ¦ Non-Residential ¦ 2023 ¦ 1000003 | 0 | FALSE
[55 empty] | 21 | Non-Residential | Eversource ¦ Standalone ¦ Customer Owned ¦ Medium C&I ¦ Does Not Bid into FCM | 14 | 2023 | 1000003 | Non-Residential ¦ 2023 ¦ 1000003 | Eversource ¦ Standalone ¦ Customer Owned ¦ Medium C&I ¦ Does Not Bid into FCM ¦ Non-Residential ¦ 2023 ¦ 1000003 | 0 | FALSE
[55 empty] | 22 | Non-Residential | Eversource ¦ Standalone ¦ Customer Owned ¦ Medium C&I ¦ Bids into FCM | 14 | 2023 | 1000003 | Non-Residential ¦ 2023 ¦ 1000003 | Eversource ¦ Standalone ¦ Customer Owned ¦ Medium C&I ¦ Bids into FCM ¦ Non-Residential ¦ 2023 ¦ 1000003 | 0 | FALSE
[55 empty] | 23 | Non-Residential | Eversource ¦ Standalone ¦ Customer Owned ¦ Large C&I ¦ Does Not Bid into FCM | 14 | 2023 | 1000003 | Non-Residential ¦ 2023 ¦ 1000003 | Eversource ¦ Standalone ¦ Customer Owned ¦ Large C&I ¦ Does Not Bid into FCM ¦ Non-Residential ¦ 2023 ¦ 1000003 | 0 | FALSE
[55 empty] | 24 | Non-Residential | Eversource ¦ Standalone ¦ Customer Owned ¦ Large C&I ¦ Bids into FCM | 14 | 2023 | 1000003 | Non-Residential ¦ 2023 ¦ 1000003 | Eversource ¦ Standalone ¦ Customer Owned ¦ Large C&I ¦ Bids into FCM ¦ Non-Residential ¦ 2023 ¦ 1000003 | 0 | FALSE
[55 empty] | 25 | Residential | UI ¦ PV Paired ¦ Customer Owned ¦ Residential Non-LMI ¦ Does Not Bid into FCM | 14 | 2023 | 1000001 | Residential ¦ 2023 ¦ 1000001 | UI ¦ PV Paired ¦ Customer Owned ¦ Residential Non-LMI ¦ Does Not Bid into FCM ¦ Residential ¦ 2023 ¦ 1000001 | 0 | FALSE
[55 empty] | 26 | Residential | UI ¦ PV Paired ¦ Customer Owned ¦ Residential Non-LMI ¦ Bids into FCM | 14 | 2023 | 1000001 | Residential ¦ 2023 ¦ 1000001 | UI ¦ PV Paired ¦ Customer Owned ¦ Residential Non-LMI ¦ Bids into FCM ¦ Residential ¦ 2023 ¦ 1000001 | 0 | FALSE
[55 empty] | 27 | Residential | UI ¦ PV Paired ¦ Customer Owned ¦ Residential Underserved ¦ Does Not Bid into FCM | 14 | 2023 | 1000001 | Residential ¦ 2023 ¦ 1000001 | UI ¦ PV Paired ¦ Customer Owned ¦ Residential Underserved ¦ Does Not Bid into FCM ¦ Residential ¦ 2023 ¦ 1000001 | 0 | FALSE
[55 empty] | 28 | Residential | UI ¦ PV Paired ¦ Customer Owned ¦ Residential Underserved ¦ Bids into FCM | 14 | 2023 | 1000001 | Residential ¦ 2023 ¦ 1000001 | UI ¦ PV Paired ¦ Customer Owned ¦ Residential Underserved ¦ Bids into FCM ¦ Residential ¦ 2023 ¦ 1000001 | 0 | FALSE
[55 empty] | 29 | Residential | UI ¦ PV Paired ¦ Customer Owned ¦ Residential Low Income ¦ Does Not Bid into FCM | 14 | 2023 | 1000001 | Residential ¦ 2023 ¦ 1000001 | UI ¦ PV Paired ¦ Customer Owned ¦ Residential Low Income ¦ Does Not Bid into FCM ¦ Residential ¦ 2023 ¦ 1000001 | 0 | FALSE
[55 empty] | 30 | Residential | UI ¦ PV Paired ¦ Customer Owned ¦ Residential Low Income ¦ Bids into FCM | 14 | 2023 | 1000001 | Residential ¦ 2023 ¦ 1000001 | UI ¦ PV Paired ¦ Customer Owned ¦ Residential Low Income ¦ Bids into FCM ¦ Residential ¦ 2023 ¦ 1000001 | 0 | FALSE
[55 empty] | 31 | Non-Residential | UI ¦ PV Paired ¦ Customer Owned ¦ Small C&I ¦ Does Not Bid into FCM | 14 | 2023 | 1000003 | Non-Residential ¦ 2023 ¦ 1000003 | UI ¦ PV Paired ¦ Customer Owned ¦ Small C&I ¦ Does Not Bid into FCM ¦ Non-Residential ¦ 2023 ¦ 1000003 | 0 | FALSE
[55 empty] | 32 | Non-Residential | UI ¦ PV Paired ¦ Customer Owned ¦ Small C&I ¦ Bids into FCM | 14 | 2023 | 1000003 | Non-Residential ¦ 2023 ¦ 1000003 | UI ¦ PV Paired ¦ Customer Owned ¦ Small C&I ¦ Bids into FCM ¦ Non-Residential ¦ 2023 ¦ 1000003 | 0 | FALSE
[55 empty] | 33 | Non-Residential | UI ¦ PV Paired ¦ Customer Owned ¦ Medium C&I ¦ Does Not Bid into FCM | 14 | 2023 | 1000003 | Non-Residential ¦ 2023 ¦ 1000003 | UI ¦ PV Paired ¦ Customer Owned ¦ Medium C&I ¦ Does Not Bid into FCM ¦ Non-Residential ¦ 2023 ¦ 1000003 | 0 | FALSE
[55 empty] | 34 | Non-Residential | UI ¦ PV Paired ¦ Customer Owned ¦ Medium C&I ¦ Bids into FCM | 14 | 2023 | 1000003 | Non-Residential ¦ 2023 ¦ 1000003 | UI ¦ PV Paired ¦ Customer Owned ¦ Medium C&I ¦ Bids into FCM ¦ Non-Residential ¦ 2023 ¦ 1000003 | 0 | FALSE
[55 empty] | 35 | Non-Residential | UI ¦ PV Paired ¦ Customer Owned ¦ Large C&I ¦ Does Not Bid into FCM | 14 | 2023 | 1000003 | Non-Residential ¦ 2023 ¦ 1000003 | UI ¦ PV Paired ¦ Customer Owned ¦ Large C&I ¦ Does Not Bid into FCM ¦ Non-Residential ¦ 2023 ¦ 1000003 | 0 | FALSE
[55 empty] | 36 | Non-Residential | UI ¦ PV Paired ¦ Customer Owned ¦ Large C&I ¦ Bids into FCM | 14 | 2023 | 1000003 | Non-Residential ¦ 2023 ¦ 1000003 | UI ¦ PV Paired ¦ Customer Owned ¦ Large C&I ¦ Bids into FCM ¦ Non-Residential ¦ 2023 ¦ 1000003 | 0 | FALSE
[55 empty] | 37 | Residential | UI ¦ Standalone ¦ Customer Owned ¦ Residential Non-LMI ¦ Does Not Bid into FCM | 14 | 2023 | 1000001 | Residential ¦ 2023 ¦ 1000001 | UI ¦ Standalone ¦ Customer Owned ¦ Residential Non-LMI ¦ Does Not Bid into FCM ¦ Residential ¦ 2023 ¦ 1000001 | 0 | FALSE
[55 empty] | 38 | Residential | UI ¦ Standalone ¦ Customer Owned ¦ Residential Non-LMI ¦ Bids into FCM | 14 | 2023 | 1000001 | Residential ¦ 2023 ¦ 1000001 | UI ¦ Standalone ¦ Customer Owned ¦ Residential Non-LMI ¦ Bids into FCM ¦ Residential ¦ 2023 ¦ 1000001 | 0 | FALSE
[55 empty] | 39 | Residential | UI ¦ Standalone ¦ Customer Owned ¦ Residential Underserved ¦ Does Not Bid into FCM | 14 | 2023 | 1000001 | Residential ¦ 2023 ¦ 1000001 | UI ¦ Standalone ¦ Customer Owned ¦ Residential Underserved ¦ Does Not Bid into FCM ¦ Residential ¦ 2023 ¦ 1000001 | 0 | FALSE
[55 empty] | 40 | Residential | UI ¦ Standalone ¦ Customer Owned ¦ Residential Underserved ¦ Bids into FCM | 14 | 2023 | 1000001 | Residential ¦ 2023 ¦ 1000001 | UI ¦ Standalone ¦ Customer Owned ¦ Residential Underserved ¦ Bids into FCM ¦ Residential ¦ 2023 ¦ 1000001 | 0 | FALSE
[55 empty] | 41 | Residential | UI ¦ Standalone ¦ Customer Owned ¦ Residential Low Income ¦ Does Not Bid into FCM | 14 | 2023 | 1000001 | Residential ¦ 2023 ¦ 1000001 | UI ¦ Standalone ¦ Customer Owned ¦ Residential Low Income ¦ Does Not Bid into FCM ¦ Residential ¦ 2023 ¦ 1000001 | 0 | FALSE
[55 empty] | 42 | Residential | UI ¦ Standalone ¦ Customer Owned ¦ Residential Low Income ¦ Bids into FCM | 14 | 2023 | 1000001 | Residential ¦ 2023 ¦ 1000001 | UI ¦ Standalone ¦ Customer Owned ¦ Residential Low Income ¦ Bids into FCM ¦ Residential ¦ 2023 ¦ 1000001 | 0 | FALSE
[55 empty] | 43 | Non-Residential | UI ¦ Standalone ¦ Customer Owned ¦ Small C&I ¦ Does Not Bid into FCM | 14 | 2023 | 1000003 | Non-Residential ¦ 2023 ¦ 1000003 | UI ¦ Standalone ¦ Customer Owned ¦ Small C&I ¦ Does Not Bid into FCM ¦ Non-Residential ¦ 2023 ¦ 1000003 | 0 | FALSE
[55 empty] | 44 | Non-Residential | UI ¦ Standalone ¦ Customer Owned ¦ Small C&I ¦ Bids into FCM | 14 | 2023 | 1000003 | Non-Residential ¦ 2023 ¦ 1000003 | UI ¦ Standalone ¦ Customer Owned ¦ Small C&I ¦ Bids into FCM ¦ Non-Residential ¦ 2023 ¦ 1000003 | 0 | FALSE
[55 empty] | 45 | Non-Residential | UI ¦ Standalone ¦ Customer Owned ¦ Medium C&I ¦ Does Not Bid into FCM | 14 | 2023 | 1000003 | Non-Residential ¦ 2023 ¦ 1000003 | UI ¦ Standalone ¦ Customer Owned ¦ Medium C&I ¦ Does Not Bid into FCM ¦ Non-Residential ¦ 2023 ¦ 1000003 | 0 | FALSE
[55 empty] | 46 | Non-Residential | UI ¦ Standalone ¦ Customer Owned ¦ Medium C&I ¦ Bids into FCM | 14 | 2023 | 1000003 | Non-Residential ¦ 2023 ¦ 1000003 | UI ¦ Standalone ¦ Customer Owned ¦ Medium C&I ¦ Bids into FCM ¦ Non-Residential ¦ 2023 ¦ 1000003 | 0 | FALSE
[55 empty] | 47 | Non-Residential | UI ¦ Standalone ¦ Customer Owned ¦ Large C&I ¦ Does Not Bid into FCM | 14 | 2023 | 1000003 | Non-Residential ¦ 2023 ¦ 1000003 | UI ¦ Standalone ¦ Customer Owned ¦ Large C&I ¦ Does Not Bid into FCM ¦ Non-Residential ¦ 2023 ¦ 1000003 | 0 | FALSE
[55 empty] | 48 | Non-Residential | UI ¦ Standalone ¦ Customer Owned ¦ Large C&I ¦ Bids into FCM | 14 | 2023 | 1000003 | Non-Residential ¦ 2023 ¦ 1000003 | UI ¦ Standalone ¦ Customer Owned ¦ Large C&I ¦ Bids into FCM ¦ Non-Residential ¦ 2023 ¦ 1000003 | 0 | FALSE
[55 empty] | 1 | Residential | Eversource ¦ PV Paired ¦ Customer Owned ¦ Residential Non-LMI ¦ Does Not Bid into FCM | 15 | 2024 | 1000001 | Residential ¦ 2024 ¦ 1000001 | Eversource ¦ PV Paired ¦ Customer Owned ¦ Residential Non-LMI ¦ Does Not Bid into FCM ¦ Residential ¦ 2024 ¦ 1000001 | 0 | FALSE
[55 empty] | 2 | Residential | Eversource ¦ PV Paired ¦ Customer Owned ¦ Residential Non-LMI ¦ Bids into FCM | 15 | 2024 | 1000001 | Residential ¦ 2024 ¦ 1000001 | Eversource ¦ PV Paired ¦ Customer Owned ¦ Residential Non-LMI ¦ Bids into FCM ¦ Residential ¦ 2024 ¦ 1000001 | 0 | FALSE
[55 empty] | 3 | Residential | Eversource ¦ PV Paired ¦ Customer Owned ¦ Residential Underserved ¦ Does Not Bid into FCM | 15 | 2024 | 1000001 | Residential ¦ 2024 ¦ 1000001 | Eversource ¦ PV Paired ¦ Customer Owned ¦ Residential Underserved ¦ Does Not Bid into FCM ¦ Residential ¦ 2024 ¦ 1000001 | 0 | FALSE
[55 empty] | 4 | Residential | Eversource ¦ PV Paired ¦ Customer Owned ¦ Residential Underserved ¦ Bids into FCM | 15 | 2024 | 1000001 | Residential ¦ 2024 ¦ 1000001 | Eversource ¦ PV Paired ¦ Customer Owned ¦ Residential Underserved ¦ Bids into FCM ¦ Residential ¦ 2024 ¦ 1000001 | 0 | FALSE
[55 empty] | 5 | Residential | Eversource ¦ PV Paired ¦ Customer Owned ¦ Residential Low Income ¦ Does Not Bid into FCM | 15 | 2024 | 1000001 | Residential ¦ 2024 ¦ 1000001 | Eversource ¦ PV Paired ¦ Customer Owned ¦ Residential Low Income ¦ Does Not Bid into FCM ¦ Residential ¦ 2024 ¦ 1000001 | 0 | FALSE
[55 empty] | 6 | Residential | Eversource ¦ PV Paired ¦ Customer Owned ¦ Residential Low Income ¦ Bids into FCM | 15 | 2024 | 1000001 | Residential ¦ 2024 ¦ 1000001 | Eversource ¦ PV Paired ¦ Customer Owned ¦ Residential Low Income ¦ Bids into FCM ¦ Residential ¦ 2024 ¦ 1000001 | 0 | FALSE
[55 empty] | 7 | Non-Residential | Eversource ¦ PV Paired ¦ Customer Owned ¦ Small C&I ¦ Does Not Bid into FCM | 15 | 2024 | 1000003 | Non-Residential ¦ 2024 ¦ 1000003 | Eversource ¦ PV Paired ¦ Customer Owned ¦ Small C&I ¦ Does Not Bid into FCM ¦ Non-Residential ¦ 2024 ¦ 1000003 | 0 | FALSE
[55 empty] | 8 | Non-Residential | Eversource ¦ PV Paired ¦ Customer Owned ¦ Small C&I ¦ Bids into FCM | 15 | 2024 | 1000003 | Non-Residential ¦ 2024 ¦ 1000003 | Eversource ¦ PV Paired ¦ Customer Owned ¦ Small C&I ¦ Bids into FCM ¦ Non-Residential ¦ 2024 ¦ 1000003 | 0 | FALSE
[55 empty] | 9 | Non-Residential | Eversource ¦ PV Paired ¦ Customer Owned ¦ Medium C&I ¦ Does Not Bid into FCM | 15 | 2024 | 1000003 | Non-Residential ¦ 2024 ¦ 1000003 | Eversource ¦ PV Paired ¦ Customer Owned ¦ Medium C&I ¦ Does Not Bid into FCM ¦ Non-Residential ¦ 2024 ¦ 1000003 | 0 | FALSE
[55 empty] | 10 | Non-Residential | Eversource ¦ PV Paired ¦ Customer Owned ¦ Medium C&I ¦ Bids into FCM | 15 | 2024 | 1000003 | Non-Residential ¦ 2024 ¦ 1000003 | Eversource ¦ PV Paired ¦ Customer Owned ¦ Medium C&I ¦ Bids into FCM ¦ Non-Residential ¦ 2024 ¦ 1000003 | 0 | FALSE
[55 empty] | 11 | Non-Residential | Eversource ¦ PV Paired ¦ Customer Owned ¦ Large C&I ¦ Does Not Bid into FCM | 15 | 2024 | 1000003 | Non-Residential ¦ 2024 ¦ 1000003 | Eversource ¦ PV Paired ¦ Customer Owned ¦ Large C&I ¦ Does Not Bid into FCM ¦ Non-Residential ¦ 2024 ¦ 1000003 | 0 | FALSE
[55 empty] | 12 | Non-Residential | Eversource ¦ PV Paired ¦ Customer Owned ¦ Large C&I ¦ Bids into FCM | 15 | 2024 | 1000003 | Non-Residential ¦ 2024 ¦ 1000003 | Eversource ¦ PV Paired ¦ Customer Owned ¦ Large C&I ¦ Bids into FCM ¦ Non-Residential ¦ 2024 ¦ 1000003 | 0 | FALSE
[55 empty] | 13 | Residential | Eversource ¦ Standalone ¦ Customer Owned ¦ Residential Non-LMI ¦ Does Not Bid into FCM | 15 | 2024 | 1000001 | Residential ¦ 2024 ¦ 1000001 | Eversource ¦ Standalone ¦ Customer Owned ¦ Residential Non-LMI ¦ Does Not Bid into FCM ¦ Residential ¦ 2024 ¦ 1000001 | 0 | FALSE
[55 empty] | 14 | Residential | Eversource ¦ Standalone ¦ Customer Owned ¦ Residential Non-LMI ¦ Bids into FCM | 15 | 2024 | 1000001 | Residential ¦ 2024 ¦ 1000001 | Eversource ¦ Standalone ¦ Customer Owned ¦ Residential Non-LMI ¦ Bids into FCM ¦ Residential ¦ 2024 ¦ 1000001 | 0 | FALSE
[55 empty] | 15 | Residential | Eversource ¦ Standalone ¦ Customer Owned ¦ Residential Underserved ¦ Does Not Bid into FCM | 15 | 2024 | 1000001 | Residential ¦ 2024 ¦ 1000001 | Eversource ¦ Standalone ¦ Customer Owned ¦ Residential Underserved ¦ Does Not Bid into FCM ¦ Residential ¦ 2024 ¦ 1000001 | 0 | FALSE
[55 empty] | 16 | Residential | Eversource ¦ Standalone ¦ Customer Owned ¦ Residential Underserved ¦ Bids into FCM | 15 | 2024 | 1000001 | Residential ¦ 2024 ¦ 1000001 | Eversource ¦ Standalone ¦ Customer Owned ¦ Residential Underserved ¦ Bids into FCM ¦ Residential ¦ 2024 ¦ 1000001 | 0 | FALSE
[55 empty] | 17 | Residential | Eversource ¦ Standalone ¦ Customer Owned ¦ Residential Low Income ¦ Does Not Bid into FCM | 15 | 2024 | 1000001 | Residential ¦ 2024 ¦ 1000001 | Eversource ¦ Standalone ¦ Customer Owned ¦ Residential Low Income ¦ Does Not Bid into FCM ¦ Residential ¦ 2024 ¦ 1000001 | 0 | FALSE
[55 empty] | 18 | Residential | Eversource ¦ Standalone ¦ Customer Owned ¦ Residential Low Income ¦ Bids into FCM | 15 | 2024 | 1000001 | Residential ¦ 2024 ¦ 1000001 | Eversource ¦ Standalone ¦ Customer Owned ¦ Residential Low Income ¦ Bids into FCM ¦ Residential ¦ 2024 ¦ 1000001 | 0 | FALSE
[55 empty] | 19 | Non-Residential | Eversource ¦ Standalone ¦ Customer Owned ¦ Small C&I ¦ Does Not Bid into FCM | 15 | 2024 | 1000003 | Non-Residential ¦ 2024 ¦ 1000003 | Eversource ¦ Standalone ¦ Customer Owned ¦ Small C&I ¦ Does Not Bid into FCM ¦ Non-Residential ¦ 2024 ¦ 1000003 | 0 | FALSE
[55 empty] | 20 | Non-Residential | Eversource ¦ Standalone ¦ Customer Owned ¦ Small C&I ¦ Bids into FCM | 15 | 2024 | 1000003 | Non-Residential ¦ 2024 ¦ 1000003 | Eversource ¦ Standalone ¦ Customer Owned ¦ Small C&I ¦ Bids into FCM ¦ Non-Residential ¦ 2024 ¦ 1000003 | 0 | FALSE
[55 empty] | 21 | Non-Residential | Eversource ¦ Standalone ¦ Customer Owned ¦ Medium C&I ¦ Does Not Bid into FCM | 15 | 2024 | 1000003 | Non-Residential ¦ 2024 ¦ 1000003 | Eversource ¦ Standalone ¦ Customer Owned ¦ Medium C&I ¦ Does Not Bid into FCM ¦ Non-Residential ¦ 2024 ¦ 1000003 | 0 | FALSE
[55 empty] | 22 | Non-Residential | Eversource ¦ Standalone ¦ Customer Owned ¦ Medium C&I ¦ Bids into FCM | 15 | 2024 | 1000003 | Non-Residential ¦ 2024 ¦ 1000003 | Eversource ¦ Standalone ¦ Customer Owned ¦ Medium C&I ¦ Bids into FCM ¦ Non-Residential ¦ 2024 ¦ 1000003 | 0 | FALSE
[55 empty] | 23 | Non-Residential | Eversource ¦ Standalone ¦ Customer Owned ¦ Large C&I ¦ Does Not Bid into FCM | 15 | 2024 | 1000003 | Non-Residential ¦ 2024 ¦ 1000003 | Eversource ¦ Standalone ¦ Customer Owned ¦ Large C&I ¦ Does Not Bid into FCM ¦ Non-Residential ¦ 2024 ¦ 1000003 | 0 | FALSE
[55 empty] | 24 | Non-Residential | Eversource ¦ Standalone ¦ Customer Owned ¦ Large C&I ¦ Bids into FCM | 15 | 2024 | 1000003 | Non-Residential ¦ 2024 ¦ 1000003 | Eversource ¦ Standalone ¦ Customer Owned ¦ Large C&I ¦ Bids into FCM ¦ Non-Residential ¦ 2024 ¦ 1000003 | 0 | FALSE
[55 empty] | 25 | Residential | UI ¦ PV Paired ¦ Customer Owned ¦ Residential Non-LMI ¦ Does Not Bid into FCM | 15 | 2024 | 1000001 | Residential ¦ 2024 ¦ 1000001 | UI ¦ PV Paired ¦ Customer Owned ¦ Residential Non-LMI ¦ Does Not Bid into FCM ¦ Residential ¦ 2024 ¦ 1000001 | 0 | FALSE
[55 empty] | 26 | Residential | UI ¦ PV Paired ¦ Customer Owned ¦ Residential Non-LMI ¦ Bids into FCM | 15 | 2024 | 1000001 | Residential ¦ 2024 ¦ 1000001 | UI ¦ PV Paired ¦ Customer Owned ¦ Residential Non-LMI ¦ Bids into FCM ¦ Residential ¦ 2024 ¦ 1000001 | 0 | FALSE
[55 empty] | 27 | Residential | UI ¦ PV Paired ¦ Customer Owned ¦ Residential Underserved ¦ Does Not Bid into FCM | 15 | 2024 | 1000001 | Residential ¦ 2024 ¦ 1000001 | UI ¦ PV Paired ¦ Customer Owned ¦ Residential Underserved ¦ Does Not Bid into FCM ¦ Residential ¦ 2024 ¦ 1000001 | 0 | FALSE
[55 empty] | 28 | Residential | UI ¦ PV Paired ¦ Customer Owned ¦ Residential Underserved ¦ Bids into FCM | 15 | 2024 | 1000001 | Residential ¦ 2024 ¦ 1000001 | UI ¦ PV Paired ¦ Customer Owned ¦ Residential Underserved ¦ Bids into FCM ¦ Residential ¦ 2024 ¦ 1000001 | 0 | FALSE
[55 empty] | 29 | Residential | UI ¦ PV Paired ¦ Customer Owned ¦ Residential Low Income ¦ Does Not Bid into FCM | 15 | 2024 | 1000001 | Residential ¦ 2024 ¦ 1000001 | UI ¦ PV Paired ¦ Customer Owned ¦ Residential Low Income ¦ Does Not Bid into FCM ¦ Residential ¦ 2024 ¦ 1000001 | 0 | FALSE
[55 empty] | 30 | Residential | UI ¦ PV Paired ¦ Customer Owned ¦ Residential Low Income ¦ Bids into FCM | 15 | 2024 | 1000001 | Residential ¦ 2024 ¦ 1000001 | UI ¦ PV Paired ¦ Customer Owned ¦ Residential Low Income ¦ Bids into FCM ¦ Residential ¦ 2024 ¦ 1000001 | 0 | FALSE
[55 empty] | 31 | Non-Residential | UI ¦ PV Paired ¦ Customer Owned ¦ Small C&I ¦ Does Not Bid into FCM | 15 | 2024 | 1000003 | Non-Residential ¦ 2024 ¦ 1000003 | UI ¦ PV Paired ¦ Customer Owned ¦ Small C&I ¦ Does Not Bid into FCM ¦ Non-Residential ¦ 2024 ¦ 1000003 | 0 | FALSE
[55 empty] | 32 | Non-Residential | UI ¦ PV Paired ¦ Customer Owned ¦ Small C&I ¦ Bids into FCM | 15 | 2024 | 1000003 | Non-Residential ¦ 2024 ¦ 1000003 | UI ¦ PV Paired ¦ Customer Owned ¦ Small C&I ¦ Bids into FCM ¦ Non-Residential ¦ 2024 ¦ 1000003 | 0 | FALSE
[55 empty] | 33 | Non-Residential | UI ¦ PV Paired ¦ Customer Owned ¦ Medium C&I ¦ Does Not Bid into FCM | 15 | 2024 | 1000003 | Non-Residential ¦ 2024 ¦ 1000003 | UI ¦ PV Paired ¦ Customer Owned ¦ Medium C&I ¦ Does Not Bid into FCM ¦ Non-Residential ¦ 2024 ¦ 1000003 | 0 | FALSE
[55 empty] | 34 | Non-Residential | UI ¦ PV Paired ¦ Customer Owned ¦ Medium C&I ¦ Bids into FCM | 15 | 2024 | 1000003 | Non-Residential ¦ 2024 ¦ 1000003 | UI ¦ PV Paired ¦ Customer Owned ¦ Medium C&I ¦ Bids into FCM ¦ Non-Residential ¦ 2024 ¦ 1000003 | 0 | FALSE
[55 empty] | 35 | Non-Residential | UI ¦ PV Paired ¦ Customer Owned ¦ Large C&I ¦ Does Not Bid into FCM | 15 | 2024 | 1000003 | Non-Residential ¦ 2024 ¦ 1000003 | UI ¦ PV Paired ¦ Customer Owned ¦ Large C&I ¦ Does Not Bid into FCM ¦ Non-Residential ¦ 2024 ¦ 1000003 | 0 | FALSE
[55 empty] | 36 | Non-Residential | UI ¦ PV Paired ¦ Customer Owned ¦ Large C&I ¦ Bids into FCM | 15 | 2024 | 1000003 | Non-Residential ¦ 2024 ¦ 1000003 | UI ¦ PV Paired ¦ Customer Owned ¦ Large C&I ¦ Bids into FCM ¦ Non-Residential ¦ 2024 ¦ 1000003 | 0 | FALSE
[55 empty] | 37 | Residential | UI ¦ Standalone ¦ Customer Owned ¦ Residential Non-LMI ¦ Does Not Bid into FCM | 15 | 2024 | 1000001 | Residential ¦ 2024 ¦ 1000001 | UI ¦ Standalone ¦ Customer Owned ¦ Residential Non-LMI ¦ Does Not Bid into FCM ¦ Residential ¦ 2024 ¦ 1000001 | 0 | FALSE
[55 empty] | 38 | Residential | UI ¦ Standalone ¦ Customer Owned ¦ Residential Non-LMI ¦ Bids into FCM | 15 | 2024 | 1000001 | Residential ¦ 2024 ¦ 1000001 | UI ¦ Standalone ¦ Customer Owned ¦ Residential Non-LMI ¦ Bids into FCM ¦ Residential ¦ 2024 ¦ 1000001 | 0 | FALSE
[55 empty] | 39 | Residential | UI ¦ Standalone ¦ Customer Owned ¦ Residential Underserved ¦ Does Not Bid into FCM | 15 | 2024 | 1000001 | Residential ¦ 2024 ¦ 1000001 | UI ¦ Standalone ¦ Customer Owned ¦ Residential Underserved ¦ Does Not Bid into FCM ¦ Residential ¦ 2024 ¦ 1000001 | 0 | FALSE
[55 empty] | 40 | Residential | UI ¦ Standalone ¦ Customer Owned ¦ Residential Underserved ¦ Bids into FCM | 15 | 2024 | 1000001 | Residential ¦ 2024 ¦ 1000001 | UI ¦ Standalone ¦ Customer Owned ¦ Residential Underserved ¦ Bids into FCM ¦ Residential ¦ 2024 ¦ 1000001 | 0 | FALSE
[55 empty] | 41 | Residential | UI ¦ Standalone ¦ Customer Owned ¦ Residential Low Income ¦ Does Not Bid into FCM | 15 | 2024 | 1000001 | Residential ¦ 2024 ¦ 1000001 | UI ¦ Standalone ¦ Customer Owned ¦ Residential Low Income ¦ Does Not Bid into FCM ¦ Residential ¦ 2024 ¦ 1000001 | 0 | FALSE
[55 empty] | 42 | Residential | UI ¦ Standalone ¦ Customer Owned ¦ Residential Low Income ¦ Bids into FCM | 15 | 2024 | 1000001 | Residential ¦ 2024 ¦ 1000001 | UI ¦ Standalone ¦ Customer Owned ¦ Residential Low Income ¦ Bids into FCM ¦ Residential ¦ 2024 ¦ 1000001 | 0 | FALSE
[55 empty] | 43 | Non-Residential | UI ¦ Standalone ¦ Customer Owned ¦ Small C&I ¦ Does Not Bid into FCM | 15 | 2024 | 1000003 | Non-Residential ¦ 2024 ¦ 1000003 | UI ¦ Standalone ¦ Customer Owned ¦ Small C&I ¦ Does Not Bid into FCM ¦ Non-Residential ¦ 2024 ¦ 1000003 | 0 | FALSE
[55 empty] | 44 | Non-Residential | UI ¦ Standalone ¦ Customer Owned ¦ Small C&I ¦ Bids into FCM | 15 | 2024 | 1000003 | Non-Residential ¦ 2024 ¦ 1000003 | UI ¦ Standalone ¦ Customer Owned ¦ Small C&I ¦ Bids into FCM ¦ Non-Residential ¦ 2024 ¦ 1000003 | 0 | FALSE
[55 empty] | 45 | Non-Residential | UI ¦ Standalone ¦ Customer Owned ¦ Medium C&I ¦ Does Not Bid into FCM | 15 | 2024 | 1000003 | Non-Residential ¦ 2024 ¦ 1000003 | UI ¦ Standalone ¦ Customer Owned ¦ Medium C&I ¦ Does Not Bid into FCM ¦ Non-Residential ¦ 2024 ¦ 1000003 | 0 | FALSE
[55 empty] | 46 | Non-Residential | UI ¦ Standalone ¦ Customer Owned ¦ Medium C&I ¦ Bids into FCM | 15 | 2024 | 1000003 | Non-Residential ¦ 2024 ¦ 1000003 | UI ¦ Standalone ¦ Customer Owned ¦ Medium C&I ¦ Bids into FCM ¦ Non-Residential ¦ 2024 ¦ 1000003 | 0 | FALSE
[55 empty] | 47 | Non-Residential | UI ¦ Standalone ¦ Customer Owned ¦ Large C&I ¦ Does Not Bid into FCM | 15 | 2024 | 1000003 | Non-Residential ¦ 2024 ¦ 1000003 | UI ¦ Standalone ¦ Customer Owned ¦ Large C&I ¦ Does Not Bid into FCM ¦ Non-Residential ¦ 2024 ¦ 1000003 | 0 | FALSE
[55 empty] | 48 | Non-Residential | UI ¦ Standalone ¦ Customer Owned ¦ Large C&I ¦ Bids into FCM | 15 | 2024 | 1000003 | Non-Residential ¦ 2024 ¦ 1000003 | UI ¦ Standalone ¦ Customer Owned ¦ Large C&I ¦ Bids into FCM ¦ Non-Residential ¦ 2024 ¦ 1000003 | 0 | FALSE